## Sheet1
Technology Type | INR | Project Name | Project Status | Interconnecting Entity | POI Location | County | CDR Reporting Zone | Projected COD | COD Quarter | Fuel | Technology | Capacity (MW) | IA Signed | Financial Security and NTP | Approved for Energization | Approved for Energization Quarter | Approved for Synchronization | Comment
Solar Co-Location | 29INR0107 | 7L Solar SLF | Planned | 7L Solar, LLC | Tap 69kV 5870 Brundage - 5868 Big Wells | Dimmit | SOUTH | 2029-11-13 | Q4 2029 | SOL | PV | 71.6 |  | No
Solar Co-Location | 29INR0108 | 7L Storage SLF | Planned | 7L Solar, LLC | Tap 69kV 5870 Brundage - 5868 Big Wells | Dimmit | SOUTH | 2029-11-13 | Q4 2029 | OTH | BA | 0 |  | No
Solar Co-Location | 26INR0388 | Aggie Solar Project SLF | Planned | reNRG TX 8 LLC | POI: COYOTE SPRINGS SUBSTATION - 138KV BUS NUMBER : 38113 COUNTY : REEVES POI LOCATION: 31.396675, -103.6252777 | Reeves | WEST | 2027-06-30 | Q2 2027 | SOL | PV | 103.7 |  | No
Solar Co-Location | 26INR0389 | AGGIE STORAGE PROJECT SLF | Planned | reNRG TX 8 LLC | POI: COYOTE SPRINGS SUBSTATION - 138KV BUS NUMBER: 38113 POI LOCATION: 31.396675, -103.6252777 COUNTY: REEVES | Reeves | WEST | 2027-06-30 | Q2 2027 | OTH | BA | 0 |  | No
Solar Co-Location | 29INR0207 | Alila BESS II | Planned | Electra Energy Project, LLC | 8249 Angstrom 345kV | San Patricio | COASTAL | 2029-01-25 | Q1 2029 | OTH | BA | 205.71 |  | No
Solar Co-Location | 23INR0093 | Alila Solar | Planned | Electra Energy Project, LLC | 8249 Angstrom 345kV | San Patricio | COASTAL | 2028-04-20 | Q2 2028 | SOL | PV | 256.5 | 2023-01-03 | Yes
Solar Co-Location | 28INR0230 | Allthorn BESS | Planned | ALLTHORN SOLAR, LLC | Tap 138 kV BRUNI44A (#8297) - CRESTONI4A (#8695) | Duval | SOUTH | 2029-01-15 | Q1 2029 | OTH | BA | 205.2 |  | No
Solar Co-Location | 28INR0229 | Allthorn Solar | Planned | ALLTHORN SOLAR, LLC | Tap 138 kV BRUNI4A (#8297) - CRESTONI4A (#8695) | Duval | SOUTH | 2029-01-15 | Q1 2029 | SOL | PV | 231.5 |  | No
Solar Co-Location | 26INR0082 | Amerada Solar | Planned | Amerada Solar, LLC | Tap 345kV 3133 RICHLND2_5 - 3381 BIGBRNW_5 | Freestone | NORTH | 2028-12-30 | Q4 2028 | SOL | PV | 301.57 |  | No
Solar Co-Location | 26INR0084 | Amerada Storage | Planned | Amerada Solar, LLC | Tap 345kV 3133 RICHLND2_5 - 3381 BIGBRNW_5 | Freestone | NORTH | 2028-07-21 | Q3 2028 | OTH | BA | 150.78 |  | No
Solar Co-Location | 27INR0233 | Anawa La BESS | Planned | Anawa La Solar LLC | Tap 138KV 8394 Liston- 8392 Bates | Hidalgo | SOUTH | 2027-08-31 | Q3 2027 | OTH | BA | 103.7 |  | No
Solar Co-Location | 27INR0232 | Anawa La Solar | Planned | Anawa La Solar LLC | TAP 138 KV 8394 LISTON - 8392 BATES | Hidalgo | SOUTH | 2027-08-31 | Q3 2027 | SOL | PV | 93.3 |  | No
Solar Co-Location | 26INR0077 | Anila BESS | Planned | Alina Energy LLC | Tap of 345 kV Elm Creek (Bus# 5133) - San Miguel Gen (Bus# 5901) Transmission Line Ckt 1 | Wilson | SOUTH | 2028-06-30 | Q2 2028 | OTH | BA | 209 | 2025-03-06 | No
Solar Co-Location | 26INR0074 | Anila Solar | Planned | Alina Energy LLC | Tap 345kV 5133 Elm Creek - 5901 San Miguel Gen Ckt 1 | Wilson | SOUTH | 2028-06-30 | Q2 2028 | SOL | PV | 200.8 | 2025-03-06 | No
Solar Co-Location | 22INR0457 | Anson BAT | Planned | Anson II Storage LLC | tap 345 kV 68004 Phantom Hill station | Jones | WEST | 2027-12-01 | Q4 2027 | OTH | BA | 153.55 | 2024-08-15 | Yes
Solar Co-Location | 20INR0242 | Anson Solar 2 | Planned | Anson Solar Center 2, LLC | existing tap 345 kV 68004 Phantom Hill station | Jones | WEST | 2026-01-22 | Q1 2026 | SOL | PV | 200.9 | 2024-08-15 | Yes | 2025-11-04 | Q4 2025 | 2025-11-25
Solar Co-Location | 29INR0124 | Apricot Sun Solar | Planned | Apricot Sun Energy Center, LLC | Tap 80079 (Cruce) - 5901 (San Miguel) 345 kV Ckt 1 | Duval | SOUTH | 2029-09-30 | Q3 2029 | SOL | PV | 245.69 |  | No
Solar Co-Location | 29INR0125 | Apricot Sun Storage | Planned | Apricot Sun Energy Center, LLC | Tap 80079 (Cruce) - 5901 (San Miguel) 345 kV Ckt 1 | Duval | SOUTH | 2029-09-30 | Q3 2029 | OTH | BA | 301.02 |  | No
Solar Co-Location | 25INR0060 | Argenta Solar | Planned | Charter Oak Solar, LLC | Tap 345kV 8689 Tango - 8606 Goddard | Bee | SOUTH | 2028-06-30 | Q2 2028 | SOL | PV | 310 | 2024-04-05 | Yes
Solar Co-Location | 25INR0061 | Argenta Storage | Planned | Charter Oak Storage, LLC | Tap 345kV 8689 Tango - 8606 Goddard | Bee | SOUTH | 2028-06-30 | Q2 2028 | OTH | BA | 192 | 2024-04-05 | Yes
Solar Co-Location | 20INR0086 | Arroyo Solar | Planned | BT Cantwell Solar, LLC | 345 KV Tap #8318 Rio Hondo - #8317 La Palma | Cameron | COASTAL | 2028-02-22 | Q1 2028 | SOL | PV | 100 | 2021-09-28 | Yes
Solar Co-Location | 24INR0306 | Arroyo Storage | Planned | BT Cantwell Solar, LLC | Tap 345kV 8318 Rio Hondo - 8317 La Palma (New Gulch Substation ) | Cameron | COASTAL | 2026-04-14 | Q2 2026 | OTH | BA | 183.76 | 2022-08-10 | Yes | 2025-12-08 | Q4 2025
Solar Co-Location | 28INR0188 | Ashra Solar SLF | Planned | Ashra Solar, LLC | Tap 69kV bus#5823 UVALDE Switch (UVALDESW9) to bus#5820 UVALDE SUB (UVALDESUB9) | Uvalde | SOUTH | 2028-06-14 | Q2 2028 | SOL | PV | 40.25 |  | No
Solar Co-Location | 28INR0190 | Ashra Storage SLF | Planned | Ashra Solar, LLC | Tap 69kV 5823 UVALDE Switch - 5820 UVALDE SUB | Uvalde | SOUTH | 2028-06-14 | Q2 2028 | OTH | BA | 1.62 |  | No
Solar Co-Location | 25INR0102 | Austin Bayou Solar | Planned | Austin Bayou Solar, LLC | Tap 345 kV Savana 43180 to Seabreeze 43020 - Ckt 27 | Brazoria | COASTAL | 2027-06-01 | Q2 2027 | SOL | PV | 502.48 | 2023-11-15 | Yes
Solar Co-Location | 25INR0235 | Austin Bayou Storage I | Planned | Austin Bayou Solar, LLC | Tap 345 kV Savana 43180 to Seabreeze 43020 - Ckt 27 | Brazoria | COASTAL | 2027-06-01 | Q2 2027 | OTH | BA | 150.68 | 2025-02-14 | No
Solar Co-Location | 25INR0236 | Austin Bayou Storage II | Planned | Austin Bayou Solar, LLC | Tap to CKT#27 from Savana (Bus# 43180) to Oasis (Bus# 43035) – 345 kV Line | Brazoria | COASTAL | 2027-06-01 | Q2 2027 | OTH | BA | 156.6 | 2025-02-14 | No
Solar Co-Location | 25INR0237 | Austin Bayou Storage III | Planned | Austin Bayou Solar, LLC | Tap 345 kV Savana 43180 to Seabreeze 43020 - Ckt 27 | Brazoria | COASTAL | 2027-06-01 | Q2 2027 | OTH | BA | 156.6 | 2025-02-14 | No
Solar Co-Location | 28INR0213 | Badger BESS | Planned | Greasewood BESS, LLC | 345 kV North McCamey (Bus# 76000) | Upton | WEST | 2029-05-25 | Q2 2029 | OTH | BA | 154.12 |  | No
Solar Co-Location | 28INR0212 | Badger Solar | Planned | 174 Power Global Properties, LLC | 345 kV North McCamey Substation (Bus# 76000) | Upton | WEST | 2029-05-25 | Q2 2029 | SOL | PV | 301.83 |  | No
Solar Co-Location | 24INR0269 | Bar Candela Solar SLF | Planned | Bar Candela Solar Project LLC | Long Lake Sub (Bus 3280) – Long Lake Tap Switch (Bus 3279) | Freestone | NORTH | 2027-12-31 | Q4 2027 | SOL | PV | 200.3 | 2025-05-06 | No
Solar Co-Location | 24INR0271 | Bar Candela Storage SLF | Planned | Bar Candela Storage Project LLC | Long Lake Sub (Bus 3280) – Long Lake Tap Switch (Bus 3279) | Freestone | NORTH | 2027-12-31 | Q4 2027 | OTH | BA | 0 | 2025-05-06 | No
Solar Co-Location | 26INR0468 | Basketflower Solar | Planned | Basketflower Solar, LLC | Tap 138kV Risingstar (285) - Nimrod (289) | Eastland | NORTH | 2027-12-31 | Q4 2027 | SOL | PV | 183 |  | No
Solar Co-Location | 26INR0467 | Basketflower Storage | Planned | Basketflower Solar, LLC | Tap 138kV Risingstar (285) - Nimrod (289) | Eastland | NORTH | 2027-12-31 | Q4 2027 | OTH | BA | 92 |  | No
Solar Co-Location | 27INR0307 | Beaverhead Solar SLF | Planned | Beaverhead Solar, LLC | Direct to Sub 69kv #5653 Ben Bolt. | Jim Wells | SOUTH | 2027-07-31 | Q3 2027 | SOL | PV | 61.5 |  | No
Solar Co-Location | 27INR0308 | Beaverhead Storage SLF | Planned | Beaverhead Solar, LLC | Direct to Sub 69kv #5653 Ben Bolt. | Jim Wells | SOUTH | 2027-07-31 | Q3 2027 | OTH | BA | 61.5 |  | No
Solar Co-Location |  | Big Elm Solar | Operational |  | 345kV #3404 Belfalls Switch | Bell | NORTH |  | Q1 1900 | SOL | PV | 201.02
Solar Co-Location | 23INR0469 | Big Elm Storage | Planned | Big Elm Storage, LLC | 3404 Belfalls 345kV | Bell | NORTH | 2027-11-10 | Q4 2027 | OTH | BA | 120 | 2024-05-10 | Yes
Solar Co-Location | 23INR0237 | Big River BESS | Planned | Rio Grande River Solar LLC | tap 138kV 8299 Zapata - 8957 Lopeno4A | Zapata | SOUTH | 2028-12-31 | Q4 2028 | OTH | BA | 51.26 |  | No
Solar Co-Location | 23INR0215 | Big River Solar | Planned | Rio Grande River Solar LLC | tap 138kV 8299 Zapata - 8957 Lopeno4A | Zapata | SOUTH | 2028-12-31 | Q4 2028 | SOL | PV | 104.35 |  | No
Solar Co-Location | 29INR0017 | Big Rooter East Solar | Planned | Big Rooter East, LLC | 39950 TNP One Plant 345 kV | Robertson | NORTH | 2029-05-31 | Q2 2029 | SOL | PV | 554.94 | 2025-06-01 | No
Solar Co-Location | 29INR0018 | Big Rooter East Storage | Planned | Big Rooter East, LLC | 39950 TNP One Plant 345 kV | Robertson | NORTH | 2029-12-31 | Q4 2029 | OTH | BA | 201.03 | 2025-06-01 | No
Solar Co-Location | 26INR0431 | Big Rooter West Solar | Planned | Big Rooter West, LLC | 39950# TNTNP_ONE_3 345 KV | Robertson | NORTH | 2028-05-31 | Q2 2028 | SOL | PV | 403.42 | 2025-02-18 | No
Solar Co-Location | 26INR0432 | Big Rooter West Storage | Planned | Big Rooter West, LLC | 39950# TNTNP_ONE_3 345 KV | Robertson | NORTH | 2028-12-01 | Q4 2028 | OTH | BA | 201.08 |  | No
Solar Co-Location | 28INR0110 | Biggs BESS | Planned | Biggs Battery Facility, LLC | 76006 Bow Wood 345 kV | McCulloch | SOUTH | 2028-11-15 | Q4 2028 | OTH | BA | 200 |  | No
Solar Co-Location | 28INR0111 | Biggs Solar | Planned | Biggs Solar Farm, LLC | #76006 Bow Wood 345 kV | McCulloch | SOUTH | 2028-11-15 | Q4 2028 | SOL | PV | 400 |  | No
Solar Co-Location | 26INR0366 | BLACK BEAR BESS | Planned | ESCONDIDO DRAW RESOURCES, LLC | #6564 ILLN4A 138kV | Crockett | WEST | 2028-06-01 | Q2 2028 | OTH | BA | 51.2 |  | No
Solar Co-Location | 26INR0365 | BLACK BEAR SOLAR | Planned | ESCONDIDO DRAW RESOURCES, LLC | #6564 ILLN4A 138 KV | Crockett | WEST | 2028-06-01 | Q2 2028 | SOL | PV | 102.9 |  | No
Solar Co-Location | 24INR0360 | Blanket Ranch North Solar | Planned | Blanket Ranch North Solar, LLC | Tap 345kV 11441 CORN TRAIL SWITCH - 1444 BROWN SWITCH | Brown | NORTH | 2028-09-22 | Q3 2028 | SOL | PV | 188.5 |  | No
Solar Co-Location | 24INR0362 | Blanket Ranch North Storage | Planned | Blanket Ranch North Solar, LLC | Tap 345kV 11441 CORN TRAIL SWITCH - 1444 BROWN SWITCH | Brown | NORTH | 2028-09-22 | Q3 2028 | OTH | BA | 50.9 |  | No
Solar Co-Location | 24INR0358 | Blanket Ranch South Solar | Planned | Blanket Ranch South Solar, LLC | Tap 345kV 11441 CORN TRAIL SWITCH - 1444 BROWN SWITCH | Brown | NORTH | 2028-09-22 | Q3 2028 | SOL | PV | 101.3 |  | No
Solar Co-Location | 24INR0361 | Blanket Ranch South Storage | Planned | Blanket Ranch South Solar, LLC | Tap 345kV 11441 CORN TRAIL SWITCH - 1444 BROWN SWITCH | Brown | NORTH | 2028-09-22 | Q3 2028 | OTH | BA | 34.3 |  | No
Solar Co-Location | 22INR0455 | Blue Sky Sol | Planned | Blue Sky Solar LLC | 6562 Friends Ranch 138kV | Crockett | WEST | 2027-04-23 | Q2 2027 | SOL | PV | 101.2 | 2022-02-01 | Yes
Solar Co-Location | 25INR0216 | Blue Sky Storage SLF | Planned | UKA North America, LLC | 138 kV Friend Ranch (Bus# 6562) | Crockett | WEST | 2025-11-15 | Q4 2025 | OTH | BA | 0 |  | No
Solar Co-Location | 25INR0199 | Bonham Solar SLF | Planned | J&J Solar Ranch LLC | TAP 138 kV MEXIA_2_1_8 3632 - GROES_SE1_8 3634 | Limestone | NORTH | 2027-04-06 | Q2 2027 | SOL | PV | 138.4 | 2024-08-07 | Yes
Solar Co-Location | 26INR0619 | Bonham Storage SLF | Planned | J&J Solar Ranch LLC | Tap 138kV 3632 Mexia_Main - 3634 Groesbeck_Main | Limestone | NORTH | 2027-04-05 | Q2 2027 | OTH | BA | 104.92 |  | Yes
Solar Co-Location | 27INR0481 | Borden Dino BESS | Planned | Borden Dino Solar, LLC | 59905 FARADAY 345KV | Borden | WEST | 2028-07-01 | Q3 2028 | OTH | BA | 60.26 |  | No
Solar Co-Location | 27INR0480 | Borden Dino Solar | Planned | Borden Dino Solar, LLC | 59905 FARADAY 345KV | Borden | WEST | 2028-07-01 | Q3 2028 | SOL | PV | 120.47 |  | No
Solar Co-Location | 23INR0083 | Bottom Grass BESS | Planned | Bottom Grass Solar Project, LLC | tap 345 kV 9073 Holman - 44200 Hillje | Colorado | SOUTH | 2028-03-01 | Q1 2028 | OTH | BA | 202.21 | 2023-06-29 | No
Solar Co-Location | 25INR0153 | Bottom Grass BESS II | Planned | Flint Rock Solar Project, LLC | Tap 345kV 9073 Holman - 44200 Hillje | Colorado | SOUTH | 2028-03-01 | Q1 2028 | OTH | BA | 150.6 |  | No
Solar Co-Location | 23INR0082 | Bottom Grass Solar | Planned | Bottom Grass Solar Project, LLC | tap 345 kV 9073 Holman - 44200 Hillje | Colorado | SOUTH | 2028-03-01 | Q1 2028 | SOL | PV | 508.61 | 2023-06-29 | No
Solar Co-Location | 25INR0152 | Bottom Grass Solar II | Planned | Flint Rock Solar Project, LLC | Tap 345kV 9073 Holman - 44200 Hillje | Colorado | SOUTH | 2028-03-01 | Q1 2028 | SOL | PV | 401.6 |  | No
Solar Co-Location | 29INR0058 | Brahman Renewables Solar | Planned | Brahman Renewables | Tap Voss Lake switch #3751 – Badger Switch #3761 345 kV | Milam | SOUTH | 2029-05-01 | Q2 2029 | SOL | PV | 100.6 |  | No
Solar Co-Location | 29INR0059 | Brahman Renewables Storage | Planned | Brahman Renewables | Tap Voss Lake switch #3751 – Badger Switch #3761 345 kV | Milam | SOUTH | 2029-05-01 | Q2 2029 | OTH | BA | 203.1 |  | No
Solar Co-Location | 29INR0163 | Brazos Bend Solar SLF | Planned | Grenergy USA | 345 kV Line (3765) GRISTMILL_5 to (39950) TNTNP_ONE_3 | Milam | SOUTH | 2029-09-17 | Q3 2029 | SOL | PV | 243 |  | No
Solar Co-Location | 29INR0164 | Brazos Bend Storage SLF | Planned | Grenergy USA | 345 kV Line (3765) GRISTMILL_5 to (39950) TNTNP_ONE_3 | Milam | SOUTH | 2029-09-17 | Q3 2029 | OTH | BA | 243 |  | No
Solar Co-Location | 23INR0059 | Briggs Solar | Planned | IP Quantum III, LLC | tap 345kV 60515 Clear Crossing - 60507 Pendulo | Haskell | WEST | 2028-04-15 | Q2 2028 | SOL | PV | 323.7 | 2025-03-15 | Yes
Solar Co-Location | 24INR0058 | Briggs Storage | Planned | IP Quantum III, LLC | tap 345kV 60515 Clear Crossing - 60507 Pendulo | Haskell | WEST | 2028-04-15 | Q2 2028 | OTH | BA | 336 | 2025-03-15 | Yes
Solar Co-Location | 27INR0375 | Buck Ranch Solar SLF | Planned | Buck Ranch Solar, LLC | 5690 WEST GEORGE WEST SUB 69kV | Live Oak | SOUTH | 2028-08-02 | Q3 2028 | SOL | PV | 40.8 |  | No
Solar Co-Location | 27INR0376 | Buck Ranch Storage SLF | Planned | Buck Ranch Solar, LLC | 5690 WEST GEORGE WEST SUB 69kV | Live Oak | SOUTH | 2028-08-09 | Q3 2028 | OTH | BA | 40.8 |  | No
Solar Co-Location | 25INR0331 | Buffalo Meadow Solar | Planned | Buffalo Meadow Energy Center, LLC | Tap Jack Creek (975) - Twin Oak (3400) 345kV line | Robertson | NORTH | 2028-09-30 | Q3 2028 | SOL | PV | 251.27 |  | No
Solar Co-Location | 25INR0288 | Buffalo Prairie Storage | Planned | Buffalo Meadow Energy Center, LLC | Tap 345kV 975 Jack Creek - 3400 Twin Oak | Robertson | NORTH | 2028-09-30 | Q3 2028 | OTH | BA | 308.03 |  | No
Solar Co-Location | 29INR0021 | Buzios BESS SLF | Planned | Buzios Energy Storage, LLC | Tap 345kV 59904 Cottonwood - 23922 White River Ckt 2 | Motley | PANHANDLE | 2029-07-01 | Q3 2029 | OTH | BA | 0 |  | No
Solar Co-Location | 24INR0399 | Buzios Solar | Planned | Roaring Springs Solar, LLC | Tap between Cottonwood (#59904) and White River (#23922) | Motley | PANHANDLE | 2026-01-30 | Q1 2026 | SOL | PV | 252 | 2023-11-06 | Yes | 2025-08-27 | Q3 2025 | 2025-10-01
Solar Co-Location | 23INR0027 | Cachena Solar SLF | Planned | Clear Fork Creek Solar LLC | Tap 345KV 5133 Elm Creek - 5323 Old Hickory | Wilson | SOUTH | 2027-04-29 | Q2 2027 | SOL | PV | 601.31 | 2021-11-23 | Yes
Solar Co-Location | 23INR0077 | Cachena Storage SLF | Planned | Clear Fork Creek Solar LLC | Tap 345KV 5133 Elmcreek - 5323 Old Hickory | Wilson | SOUTH | 2027-04-29 | Q2 2027 | OTH | BA | 0 |  | No
Solar Co-Location | 29INR0131 | Caesar Solar | Planned | Caesar Solar, LLC | 59916 Buck Canyon 345 kV | Borden | WEST | 2029-11-26 | Q4 2029 | SOL | PV | 181.6 |  | No
Solar Co-Location | 29INR0132 | Caesar Storage | Planned | Caesar Solar, LLC | 59916 Buck Canyon 345 kV | Borden | WEST | 2029-11-26 | Q4 2029 | OTH | BA | 205.5 |  | No
Solar Co-Location | 26INR0246 | Cairos Solar | Planned | Cairos Solar, LLC | ODLAW SWITCH (#7425) | Kinney | SOUTH | 2026-12-31 | Q4 2026 | SOL | PV | 153.26 |  | No
Solar Co-Location | 26INR0245 | Cairos Storage | Planned | Cairos Solar, LLC | 7425 ODLAW SWITCH 138kV | Kinney | SOUTH | 2026-12-31 | Q4 2026 | OTH | BA | 77.28 |  | No
Solar Co-Location | 26INR0256 | Camino Ranch Solar 2 SLF | Planned | Camino Ranch Solar Project LLC | Tap to Jim English (#3351) – Flat Branch (#3345) 138kV | Houston | NORTH | 2028-12-09 | Q4 2028 | SOL | PV | 237.21 |  | No
Solar Co-Location | 24INR0412 | Camino Ranch Solar SLF | Planned | Camino Ranch Solar Project LLC | Tap to Jim English (#3351) – Flat Branch (#3345) 138kV | Houston | NORTH | 2028-12-09 | Q4 2028 | SOL | PV | 296.42 |  | No
Solar Co-Location | 26INR0257 | Camino Ranch Storage 2 SLF | Planned | Camino Ranch Solar LLC | Tap to Jim English (#3351) – Flat Branch (#3345) 138kV | Houston | NORTH | 2028-12-09 | Q4 2028 | OTH | BA | 238.45 |  | No
Solar Co-Location | 24INR0420 | Camino Ranch Storage SLF | Planned | Camino Solar Ranch, LLC | Tap to Jim English (#3351) – Flat Branch (#3345) 138kV | Houston | NORTH | 2028-12-09 | Q4 2028 | OTH | BA | 298.06 |  | No
Solar Co-Location | 23INR0385 | Camp Creek Solar SLF | Planned | White Rock Solar, LLC | TAP 345 KV 3400 TWIN OAK SWITCH - 46020 LIMESTONE PLANT CIRCUIT 1 | Robertson | NORTH | 2028-09-15 | Q3 2028 | SOL | PV | 110 | 2023-07-15 | No
Solar Co-Location | 23INR0423 | Camp Creek Storage SLF | Planned | White Rock Solar | TAP 345 KV 3400 TWIN OAK SWITCH - 46020 LIMESTONE PLANT CIRCUIT 1 | Robertson | NORTH | 2028-09-15 | Q3 2028 | OTH | BA | 0 | 2023-07-15 | No
Solar Co-Location | 26INR0452 | Cannibal Draw Solar | Planned | Cannibal Draw Solar, LLC | Sand_Bluff 345 kV (59902) | Glasscock | WEST | 2028-04-10 | Q2 2028 | SOL | PV | 149.5 | 2025-01-17 | Yes
Solar Co-Location | 26INR0453 | Cannibal Draw Storage | Planned | Cannibal Draw Solar, LLC | Sand_Bluff 345 kV (59902) | Glasscock | WEST | 2028-04-10 | Q2 2028 | OTH | BA | 98.6 | 2025-01-17 | Yes
Solar Co-Location | 27INR0193 | Cedar Draw BESS | Planned | Cedar Draw Solar LLC | 60011 Nebula7A 345kV | Scurry | WEST | 2027-12-31 | Q4 2027 | OTH | BA | 225.7 |  | No
Solar Co-Location | 27INR0192 | Cedar Draw Solar | Planned | Cedar Draw Solar LLC | 60011 Nebula7A 345kV | Scurry | WEST | 2027-12-31 | Q4 2027 | SOL | PV | 451.4 |  | No
Solar Co-Location | 21INR0380 | Charolais Solar | Planned | RWE Solar Development, LLC | tap 345kV 44000 W A Parish - 5915 STP | Matagorda | COASTAL | 2026-12-15 | Q4 2026 | SOL | PV | 261.63 |  | No
Solar Co-Location | 23INR0168 | Charolais Storage | Planned | RWE Solar Development, LLC | tap 345kV 44000 W A Parish - 5915 STP | Matagorda | COASTAL | 2026-12-15 | Q4 2026 | OTH | BA | 150 |  | No
Solar Co-Location | 26INR0068 | Charro Creek Solar 1 SLF | Planned | Charro Creek Solar LLC | Tap 345kV 5725 PAWNEESW5 - 8164 COLETO7A | Karnes | SOUTH | 2026-07-01 | Q3 2026 | SOL | PV | 203 |  | No
Solar Co-Location | 26INR0070 | Charro Creek Solar 2 SLF | Planned | Charro Creek Solar LLC | Tap 345kV 5725 PAWNEESW5 - 8164 COLETO7A | Karnes | SOUTH | 2026-07-01 | Q3 2026 | SOL | PV | 203 |  | No
Solar Co-Location | 26INR0072 | Charro Creek Solar 3 SLF | Planned | Charro Creek Solar LLC | Tap on PAWNEESW5 (#5725) - COLETO7A (#8164) Line | Karnes | SOUTH | 2026-07-01 | Q3 2026 | SOL | PV | 203 |  | No
Solar Co-Location | 26INR0069 | Charro Creek Storage 1 SLF | Planned | Charro Creek Solar LLC | Tap 345kV 5725 PAWNEESW5 - 8164 COLETO7A | Karnes | SOUTH | 2026-07-01 | Q3 2026 | OTH | BA | 0 |  | No
Solar Co-Location | 26INR0071 | Charro Creek Storage 2 SLF | Planned | Charro Creek Solar LLC | Tap 345kV 5725 PAWNEESW5 - 8164 COLETO7A | Karnes | SOUTH | 2026-07-01 | Q3 2026 | OTH | BA | 0 |  | No
Solar Co-Location | 26INR0073 | Charro Creek Storage 3 SLF | Planned | Charro Creek Solar LLC | Tap 345kV 5725 PAWNEESW5 - 8164 COLETO7A | Karnes | SOUTH | 2026-07-01 | Q3 2026 | OTH | BA | 0 |  | No
Solar Co-Location | 28INR0358 | Cherry Sage Solar 1 SLF | Planned | Cherry Sage Solar 1 LLC | (#60423) TREADWELL 138kV. | Concho | WEST | 2029-02-23 | Q1 2029 | SOL | PV | 142.51 |  | No
Solar Co-Location | 28INR0359 | Cherry Sage Storage 1 SLF | Planned | Cherry Sage Storage 1 LLC | (#60423) TREADWELL 138kV. | Concho | WEST | 2029-02-23 | Q1 2029 | OTH | BA | 150.28 |  | No
Solar Co-Location | 24INR0333 | Chisme Solar | Planned | Blue Heron Solar, LLC | Tap 345 kV 1444 BROWN SWITCH - 3424 BUCKHORN SWITCH | Brown | NORTH | 2027-04-13 | Q2 2027 | SOL | PV | 147 |  | Yes
Solar Co-Location | 24INR0331 | Chisme Storage | Planned | Blue Heron Solar, LLC | Tap 345 kV 1444 BROWN SWITCH - 3424 BUCKHORN SWITCH | Brown | NORTH | 2027-04-13 | Q2 2027 | OTH | BA | 146 |  | Yes
Solar Co-Location | 27INR0150 | Cielo Vista Solar | Planned | Cielo Vista Solar, LLC | Tap 345kV Bus #5901 Miguel5 - Bus #80079 Cruce7A Ckt 1 | Duval | SOUTH | 2028-06-30 | Q2 2028 | SOL | PV | 503.34 |  | No
Solar Co-Location | 29INR0115 | Cielo Vista Storage | Planned | Cielo Vista Storage, LLC | Tap 345kV Bus #5901 Miguel5 - Bus #80079 Cruce7A Ckt 1 | Duval | SOUTH | 2028-06-30 | Q2 2028 | OTH | BA | 310.8 |  | No
Solar Co-Location | 26INR0238 | Clapton Solar | Planned | Clapton Solar | Tap 345 kV 3424 Buckhorn Switch - 1444 Brown Switch | Mills | NORTH | 2028-08-09 | Q3 2028 | SOL | PV | 200.99 |  | No
Solar Co-Location | 26INR0430 | Clapton Storage | Planned | Clapton BESS | Tap 345 kV 3424 Buckhorn Switch - 1444 Brown Switch | Mills | NORTH | 2028-08-09 | Q3 2028 | OTH | BA | 208.91 |  | No
Solar Co-Location | 26INR0290 | Cold Creek Solar 2 | Planned | Cold Creek Solar LLC | Tap 345kV line Big Hill (#76003) - Twin Buttes (#76009) | Schleicher | WEST | 2028-05-28 | Q2 2028 | SOL | PV | 445.41 | 2025-04-23 | No
Solar Co-Location | 26INR0291 | Cold Creek Storage 2 | Planned | Cold Creek Solar LLC | Tap 345kV line Big Hill (#76003) - Twin Buttes (#76009) | Schleicher | WEST | 2028-05-28 | Q2 2028 | OTH | BA | 174.24 | 2025-04-23 | No
Solar Co-Location | 25INR0174 | Concho Pearl Solar | Planned | Concho Pearl Solar, LLC | Tap 345kV 76009 Twin Buttes - 7077 Amos Creek | Concho | WEST | 2027-10-14 | Q4 2027 | SOL | PV | 171.9 | 2024-07-22 | No
Solar Co-Location | 25INR0175 | Concho Pearl Storage | Planned | Concho Pearl Solar, LLC | Tap 345kV 76009 Twin Buttes - 7077 Amos Creek | Concho | WEST | 2027-10-14 | Q4 2027 | OTH | BA | 162.4 | 2024-07-22 | No
Solar Co-Location | 22INR0257 | Corazon Solar Phase II | Planned | BAYWA R.E. SOLAR PROJECTS | 80219 Lobo 345kV | Webb | SOUTH | 2028-06-01 | Q2 2028 | SOL | PV | 203.9 | 2020-08-04 | No
Solar Co-Location |  | Corazon Storage | Operational |  | 80219 Lobo Substation 345kV | Webb | SOUTH |  | Q1 1900 | OTH | BA | 204.8
Solar Co-Location | 26INR0600 | Crocus Solar | Planned | Crocus Solar, LLC | Tap 138 kV Gunsolas Creek Sub (1660) – Breckenridge Tap (1613) | Stephens | NORTH | 2028-07-01 | Q3 2028 | SOL | PV | 102 |  | No
Solar Co-Location | 26INR0601 | Crocus Storage | Planned | Crocus Solar, LLC | Tap 138 kV Gunsolas Creek Sub (1660) – Breckenridge Tap (1613) | Stephens | NORTH | 2028-07-01 | Q3 2028 | OTH | BA | 51 |  | No
Solar Co-Location | 25INR0473 | Crowded Star I BESS | Planned | Jones City Solar II, LLC | 68014 Open Sky | Jones | WEST | 2027-07-09 | Q3 2027 | OTH | BA | 202.69 | 2025-12-01 | No
Solar Co-Location | 20INR0241 | Crowded Star Solar | Planned | Jones City Solar, LLC | tap 345kV 68001 Claytonville – 68004 Phantom Hill c2 (New Substation: Open Sky 68014) | Jones | WEST | 2026-07-08 | Q3 2026 | SOL | PV | 218.79 | 2023-07-27 | Yes
Solar Co-Location | 22INR0274 | Crowded Star Solar II | Planned | Jones City Solar II, LLC | tap 345kV 68001 Claytonville – 68004 Phantom Hill c2 (New Substation: Open Sky 68014) | Jones | WEST | 2026-05-29 | Q2 2026 | SOL | PV | 189.5 | 2023-07-27 | Yes
Solar Co-Location | 27INR0077 | Cuchillas BESS | Planned | Gransolar Texas Two | 80219 Lobo 345kV | Webb | SOUTH | 2028-12-15 | Q4 2028 | OTH | BA | 306.94 |  | No
Solar Co-Location | 24INR0059 | Cuchillas Solar | Planned | Gransolar Texas Two, LLC | 80219 Lobo 345kV | Webb | SOUTH | 2028-12-15 | Q4 2028 | SOL | PV | 305.6 | 2023-06-20 | Yes
Solar Co-Location | 26INR0603 | Damia Solar | Planned | Damia Solar, LLC | Tap 138kV 6317 Cisco - 3545 MTNBRANCH_8 | Eastland | NORTH | 2028-07-01 | Q3 2028 | SOL | PV | 306 |  | No
Solar Co-Location | 26INR0602 | Damia Storage | Planned | Damia Solar, LLC | Tap 138kV 6317 Cisco - 3545 MTNBRANCH_8 | Eastland | NORTH | 2028-07-01 | Q3 2028 | OTH | BA | 153 |  | No
Solar Co-Location | 27INR0050 | Darkwood BESS | Planned | Mustang Creek Solar, LLC | Tap 345KV 1900 Comanche Peak - 1440 Comanche Switch | Comanche | NORTH | 2027-09-20 | Q3 2027 | OTH | BA | 150.5 |  | No
Solar Co-Location | 27INR0049 | Darkwood Solar | Planned | Mustang Creek Solar, LLC | Tap 345KV 1900 Comanche Peak to 1440 Comanche SS | Comanche | NORTH | 2027-09-20 | Q3 2027 | SOL | PV | 150.76 |  | No
Solar Co-Location | 25INR0129 | Demeter Solar | Planned | Demeter Solar, LLC | Tap 138kV 7224 LULING - 7216 LOCKHART | Caldwell | SOUTH | 2029-06-01 | Q2 2029 | SOL | PV | 88 |  | No
Solar Co-Location | 25INR0130 | Demeter Storage | Planned | Demeter Solar, LLC | Tap 138kV 7224 LULING - 7216 Lockhart | Caldwell | SOUTH | 2029-06-01 | Q2 2029 | OTH | BA | 65 |  | No
Solar Co-Location | 26INR0523 | Demeter Storage 2 | Planned | Demeter Solar, LLC | Tap 138kV 7224 LULING - 7216 Lockhart | Caldwell | SOUTH | 2029-06-01 | Q2 2029 | OTH | BA | 138 |  | No
Solar Co-Location | 26INR0632 | Dempsey Solar SLF | Planned | Dempsey Solar LLC | Tap 138 KV Ridge (#37)-Robertson (#32) line; BEPC | Leon | NORTH | 2028-09-08 | Q3 2028 | SOL | PV | 245.34 |  | No
Solar Co-Location | 28INR0238 | Dempsey Storage SLF | Planned | Dempsey Storage LLC | Tap the 138 KV Ridge (#37)-Robertson (#32) line; BEPC | Leon | NORTH | 2028-09-08 | Q3 2028 | OTH | BA | 0 |  | No
Solar Co-Location | 27INR0414 | Diamond Sage BESS 1 | Planned | DGC Renewables, LLC | tap 345kV 80219 LOBO7A - 5709 FOWLERTONSW5 CKT2 | Webb | SOUTH | 2028-10-01 | Q4 2028 | OTH | BA | 100.14 |  | No
Solar Co-Location | 27INR0444 | Diamond Sage BESS 2 | Planned | DGC Renewables, LLC | Tap 345kV LOBO7A (80219) - FOWLERTONSW5 (5709) | Webb | SOUTH | 2028-10-01 | Q4 2028 | OTH | BA | 100.14 |  | No
Solar Co-Location | 27INR0390 | Diamond Sage Solar 1 | Planned | DGC Renewables, LLC | tap 345kV 80219 LOBO7A - 5709 FOWLER TONSW5 CKT2 | Webb | SOUTH | 2028-10-01 | Q4 2028 | SOL | PV | 213.96 |  | No
Solar Co-Location | 27INR0395 | Diamond Sage Solar 2 | Planned | DGC Renewables, LLC | Tap 345kV LOBO7A (80219) - FOWLERTONSW5 (5709) | Webb | SOUTH | 2028-10-01 | Q4 2028 | SOL | PV | 213.96 |  | No
Solar Co-Location | 26INR0176 | Dionysus Solar | Planned | Dionysus Solar, LLC | Tap 138kV 6733 Mustang Prairie - 6732 Latexo | Houston | NORTH | 2027-03-11 | Q1 2027 | SOL | PV | 153.26 |  | No
Solar Co-Location | 26INR0177 | Dionysus Storage | Planned | Dionysus Solar, LLC | Tap 138kV 6733 Mustang Prairie - 6732 Latexo | Houston | NORTH | 2027-03-11 | Q1 2027 | OTH | BA | 77.28 |  | No
Solar Co-Location | 26INR0146 | DMF Sagerton Solar SLF | Planned | Double Mountain Fork LLC | Tap 138kV 6158 Aspermont – 6161 Paint Creek | Haskell | WEST | 2028-12-15 | Q4 2028 | SOL | PV | 125.5 |  | No
Solar Co-Location | 26INR0148 | DMF Sagerton Storage SLF | Planned | Double Mountain Fork LLC | Tap 138kV 6158 Aspermont – 6161 Paint Creek | Haskell | WEST | 2028-12-15 | Q4 2028 | OTH | BA | 0 |  | No
Solar Co-Location | 27INR0292 | Donelson Solar SLF | Planned | Donelson Solar | Tap the 69 kV Bagwell (#1785) - Clarksville (#11784) line, ONCOR | Red River | NORTH | 2028-10-17 | Q4 2028 | SOL | PV | 75.44 |  | No
Solar Co-Location | 27INR0293 | Donelson Storage SLF | Planned | Donelson Storage | Tap the 69 kV Bagwell (#1785) - Clarksville (#11784) line, ONCOR | Red River | NORTH | 2028-10-17 | Q4 2028 | OTH | BA | 0 |  | No
Solar Co-Location | 26INR0442 | Donna BESS | Planned | Donna Solar LLC | Tap 345 kV 80137 Stewart Road - 8383 North Edinburg | Hidalgo | SOUTH | 2029-02-22 | Q1 2029 | OTH | BA | 53.91 |  | No
Solar Co-Location | 27INR0205 | Donna Solar | Planned | Donna Solar LLC | Tap 345 kV (80137) Stewart Road - (8383) North Edinburg CKT ID#01 | Hidalgo | SOUTH | 2029-02-22 | Q1 2029 | SOL | PV | 168.13 |  | No
Solar Co-Location | 24INR0196 | Dori BQ BESS | Planned | Sunnyside Energy LLC | 138kV line Holmes (#47210) - Garden Villas (#42680); CNP | Harris | HOUSTON | 2027-08-30 | Q3 2027 | OTH | BA | 154 | 2023-05-31 | No
Solar Co-Location | 23INR0040 | Dori BQ Solar | Planned | Sunnyside Energy, LLC | tap 138kV 47210 Holmes – 42680 Garden Villas | Harris | HOUSTON | 2027-08-30 | Q3 2027 | SOL | PV | 50.42 | 2022-12-01 | No
Solar Co-Location | 27INR0248 | Double A Solar SLF | Planned | Double A Solar, LLC | Tap 69kV 5678 Schroeder - 5675 Big Oak | Goliad | SOUTH | 2027-05-31 | Q2 2027 | SOL | PV | 132.6 |  | No
Solar Co-Location | 27INR0257 | Double A Storage SLF | Planned | Double A Storage, LLC | Tap 69kV 5678 Schroeder - 5675 Big Oak | Goliad | SOUTH | 2027-05-31 | Q2 2027 | OTH | BA | 0 |  | No
Solar Co-Location | 26INR0454 | Dove Creek Solar | Planned | Dove Creek Solar, LLC | Tap at Big Hill - Twin Buttes 345 kV line (76003 / 76009) | Tom Green | WEST | 2028-07-01 | Q3 2028 | SOL | PV | 163.6 |  | No
Solar Co-Location | 26INR0455 | Dove Creek Storage | Planned | Dove Creek Solar, LLC | Tap at Big Hill - Twin Buttes 345 kV line (76003 / 76009) | Tom Green | WEST | 2028-07-01 | Q3 2028 | OTH | BA | 162.5 |  | No
Solar Co-Location | 24INR0094 | Dovetail Solar 1 | Planned | Hecate Energy Dovetail Solar 1 LLC | Tap 345 KV 1421 Willow Creek - 60515 Clear Crossing Ckt 2 | Jack | NORTH | 2027-04-15 | Q2 2027 | SOL | PV | 666.1 |  | No
Solar Co-Location | 24INR0095 | Dovetail Solar 2 | Planned | Hecate Energy Dovetail Solar 2 LLC | Tap 345 KV 1421 Willow Creek - 60515 Clear Crossing | Jack | NORTH | 2029-04-20 | Q2 2029 | SOL | PV | 666.1 |  | No
Solar Co-Location | 24INR0097 | Dovetail Solar 3 | Planned | Hecate Energy Dovetail Solar Holdings LLC | Tap 345kV 1421 Willow Creek – 11523 THOMPRIC | Jack | NORTH | 2029-04-20 | Q2 2029 | SOL | PV | 666.1 |  | No
Solar Co-Location | 24INR0098 | Dovetail Storage | Planned | Hecate Energy Dovetail Storage LLC | Tap 345 KV 1421 Willow Creek-60515 Clear Crossing CKT#2 | Jack | NORTH | 2027-04-15 | Q2 2027 | OTH | BA | 508.7 |  | No
Solar Co-Location | 22INR0237 | Dragan Solar | Planned | Hecate Comanche Solar LLC | 1440 Comanche 345kV | Comanche | NORTH | 2027-09-15 | Q3 2027 | SOL | PV | 411 |  | No
Solar Co-Location | 22INR0400 | Dragan Storage | Planned | Hecate Grid Dragan Storage LLC | 1440 Comanche 345kV | Comanche | NORTH | 2026-02-28 | Q1 2026 | OTH | BA | 408.3 |  | No
Solar Co-Location | 26INR0250 | Duffy BESS | Planned | Duffy Energy Storage LLC | Tap 345kV WAP to STP CKT39 (PTI# 5915-44000 CKT 39) | Matagorda | COASTAL | 2026-12-31 | Q4 2026 | OTH | BA | 241.05 | 2025-07-28 | Yes
Solar Co-Location | 23INR0057 | Duffy Solar | Planned | VDA Solar Texas 1 LLC | Tap 345kV WAP to STP CKT39 (PTI# 5915-44000 CKT 39) | Matagorda | COASTAL | 2027-12-31 | Q4 2027 | SOL | PV | 502.46 | 2023-04-12 | Yes
Solar Co-Location | 24INR0137 | Eagle Springs Solar | Planned | Eagle Springs Solar, LLC | Tap Lake Creek Substation (#6835) – Enloe Switching station (#6834) 138 kV Line | Delta | NORTH | 2026-12-31 | Q4 2026 | SOL | PV | 77.21 | 2024-04-17 | Yes
Solar Co-Location | 24INR0136 | Eagle Springs Storage | Planned | Eagle Springs Solar, LLC | Tap Lake Creek Substation (#6835) – Enloe Switching station (#6834) 138 kV Line | Delta | NORTH | 2026-12-31 | Q4 2026 | OTH | BA | 33.14 | 2024-04-17 | Yes
Solar Co-Location | 25INR0266 | East Blackland Battery Storage SLF | Planned | DERIVA ENERGY STORAGE, LLC | 7337 Kimbro 138kV | Travis | SOUTH | 2028-05-27 | Q2 2028 | OTH | BA | 75 |  | No
Solar Co-Location |  | East Blackland Solar | Operational |  | tap 138kV 7336 Gillie - 3650 Elgin | Travis | SOUTH |  | Q1 1900 | SOL | PV | 144
Solar Co-Location | 24INR0061 | Eighteenmile Solar SLF | Planned | Weser Solar, LLC | Tap 138kV 5730 Four Corners - 5728 Choate | Goliad | SOUTH | 2026-12-01 | Q4 2026 | SOL | PV | 153.06 |  | No
Solar Co-Location | 24INR0062 | Eighteenmile Storage SLF | Planned | Weser Solar, LLC | Tap 5730 Four Corners to 5728 Choate 138 kV | Goliad | SOUTH | 2026-12-01 | Q4 2026 | OTH | BA | 0 |  | No
Solar Co-Location | 25INR0321 | El Molino Solar SLF | Planned | El Molino Solar, LLC | Tap 138kV 80439 LaQuinta - 8297 Bruni 8297 | Webb | SOUTH | 2027-09-01 | Q3 2027 | SOL | PV | 201.32 |  | No
Solar Co-Location | 25INR0322 | El Molino Storage SLF | Planned | El Molino Solar, LLC | Tap 138kV 80439 LaQuinta - 8297 Bruni 8297 | Webb | SOUTH | 2027-09-01 | Q3 2027 | OTH | BA | 0 |  | No
Solar Co-Location | 24INR0338 | Eldora BESS | Planned | Eldora Energy LLC | 345 kV South Texas Project (Bus# 5915) – Hillje (Bus# 44200) Transmission Line Ckt 1 | Matagorda | COASTAL | 2028-07-02 | Q3 2028 | OTH | BA | 201.31 | 2023-11-15 | Yes
Solar Co-Location | 24INR0337 | Eldora Solar | Planned | Eldora Energy LLC | Tap 345 kV 5915 South Texas Project – 44200 Hillje Ckt 1 | Matagorda | COASTAL | 2028-07-02 | Q3 2028 | SOL | PV | 200.94 | 2023-11-15 | Yes
Solar Co-Location | 26INR0130 | Elm Flats Solar SLF | Planned | Orca Falls Solar, LLC | Tap 138kV 3472 BRIAR_CRK_8 – 3467 POWELL1_8 | Navarro | NORTH | 2027-09-30 | Q3 2027 | SOL | PV | 125.58 |  | No
Solar Co-Location | 26INR0131 | Elm Flats Storage SLF | Planned | Orca Falls Solar, LLC | Tap 138kV 3472 BRIAR_CRK_8 – 3467 POWELL1_8 | Navarro | NORTH | 2027-09-30 | Q3 2027 | OTH | BA | 0 |  | No
Solar Co-Location | 27INR0531 | Erika BESS | Planned | Erika Solar, LLC | Tap 345kV ELKTON 5 (#3105 ) to Tricrn1 5 (#2432) | Kaufman | NORTH | 2029-07-01 | Q3 2029 | OTH | BA | 100 |  | No
Solar Co-Location | 24INR0303 | Erika Solar | Planned | Erika Solar, LLC | Tap 345kV ELKTON 5 (#3105 ) to Tricrn1 5 (#2432) | Kaufman | NORTH | 2027-06-30 | Q2 2027 | SOL | PV | 200.5 | 2023-10-12 | Yes
Solar Co-Location | 20INR0091 | Fagus Solar Park 1 SLF | Planned | Excel Advantage Services, LLC dba Misae Solar Park II | 60501 Tesla 345kV | Childress | PANHANDLE | 2026-01-14 | Q1 2026 | SOL | PV | 166.42 | 2019-02-21 | Yes | 2025-05-29 | Q2 2025 | 2025-08-04
Solar Co-Location | 25INR0672 | Fagus Solar Park 2 SLF | Planned | Excel Advantage Services, LLC dba Misae Solar Park II | 60501 Tesla 345 kV | Childress | PANHANDLE | 2026-03-15 | Q1 2026 | SOL | PV | 166.57 | 2019-02-21 | Yes | 2025-05-29 | Q2 2025 | 2025-07-07
Solar Co-Location | 26INR0524 | Fagus Solar Park 3 SLF | Planned | Greenalia Solar Power Misae III, LLC | 60501 Tesla 345 kV | Childress | PANHANDLE | 2027-05-19 | Q2 2027 | SOL | PV | 169.59 | 2019-02-21 | Yes
Solar Co-Location | 25INR0515 | Fagus Storage SLF | Planned | Greenalia Energy Storage MISAE II LLC | 60501 Tesla 345kV | Childress | PANHANDLE | 2026-09-01 | Q3 2026 | OTH | BA | 0 |  | No
Solar Co-Location | 28INR0147 | Fallstone Solar SLF | Planned | Fallstone Solar, LLC | Tap 69kV 3588 Groesbeck - 3637 Otto Junction | Falls | NORTH | 2028-09-21 | Q3 2028 | SOL | PV | 60.55 |  | No
Solar Co-Location | 28INR0149 | Fallstone Storage SLF | Planned | Fallstone Solar, LLC | Tap 69kV 3588 Groesbeck - 3637 Otto Junction | Falls | NORTH | 2028-09-21 | Q3 2028 | OTH | BA | 0 |  | No
Solar Co-Location | 27INR0007 | Felix East Solar | Planned | Felix 1, LLC | The 345 kV Riley Substation (#6101); AEP | Wilbarger | WEST | 2028-12-31 | Q4 2028 | SOL | PV | 200.92 | 2025-02-21 | Yes
Solar Co-Location | 22INR0209 | Felix North Solar | Planned | Crescent Solar, LLC | 6101 Riley 345kV | Wilbarger | WEST | 2028-12-31 | Q4 2028 | SOL | PV | 200.98 | 2025-02-21 | Yes
Solar Co-Location | 27INR0009 | Felix Storage | Planned | Felix 1, LLC | The 345 kV Riley Substation (#6101); AEP | Wilbarger | WEST | 2027-07-31 | Q3 2027 | OTH | BA | 100.54 |  | No
Solar Co-Location | 27INR0012 | Felix West Solar | Planned | Felix 1, LLC | 6101 Riley 345 kV | Wilbarger | WEST | 2028-12-31 | Q4 2028 | SOL | PV | 200.95 | 2025-02-21 | Yes
Solar Co-Location | 27INR0222 | Fierce River BESS | Planned | Rio Grande Solar LLC | Tapping the 345 kV Line from Del Sol (Bus# 80355) to Frontera (Bus# 80119) ckt 1 | Starr | SOUTH | 2029-02-22 | Q1 2029 | OTH | BA | 284.49 |  | No
Solar Co-Location | 27INR0221 | Fierce River Solar | Planned | Rio Grande Solar LLC | Tap 345 kV 80355 Del Sol - 80119 Frontera Ckt 1 | Starr | SOUTH | 2029-02-22 | Q1 2029 | SOL | PV | 895.67 |  | No
Solar Co-Location | 28INR0048 | Findley BESS | Planned | Gransolar Texas Sixteen, LLC | Tap 69kV #107 Prairie Hill - #99 Ben Hur | Limestone | NORTH | 2028-01-01 | Q1 2028 | OTH | BA | 51.74 |  | No
Solar Co-Location | 25INR0021 | Findley Solar | Planned | Gransolar Texas Sixteen, LLC | Tap 69kV #107 Prairie Hill - #99 Ben Hur | Limestone | NORTH | 2028-01-01 | Q1 2028 | SOL | PV | 50.34 |  | No
Solar Co-Location | 29INR0085 | Firefly Fields Solar | Planned | Firefly Fields Energy Center LLC | Tap 138 kV <57640> <Rock Island> - <7258> <Glidden> | Colorado | SOUTH | 2028-09-30 | Q3 2028 | SOL | PV | 100.52 |  | No
Solar Co-Location | 29INR0123 | Firefly Fields Storage | Planned | Firefly Fields Energy Center LLC | Tap 138 kV 57640 Rock Island to 7258 Glidden | Colorado | SOUTH | 2028-09-30 | Q3 2028 | OTH | BA | 156.52 |  | No
Solar Co-Location | 28INR0202 | Fluvanna Max BESS SLF | Planned | Fluvanna Max Solar LLC | 11305 DERMOTT 345 kV | Scurry | WEST | 2029-09-14 | Q3 2029 | OTH | BA | 51.8 |  | No
Solar Co-Location | 29INR0077 | Fluvanna Max Solar SLF | Planned | Fluvanna Max Solar LLC | 11305 DERMOTT 345 kV | Scurry | WEST | 2029-09-14 | Q3 2029 | SOL | PV | 152.7 |  | No
Solar Co-Location | 27INR0274 | Flying Kite Bess | Planned | Flying Kite BESS, LLC | Tap the 138 kV La Pryor (#8008) - Poblano (#8009) | Zavala | SOUTH | 2027-12-30 | Q4 2027 | OTH | BA | 104.93 |  | No
Solar Co-Location | 25INR0304 | Flying Kite Solar | Planned | FLYING KITE SOLAR LLC | Tap the 138 kV La Pryor (#8008) - Poblano (#8009) | Zavala | SOUTH | 2027-12-30 | Q4 2027 | SOL | PV | 80.38 | 2024-10-02 | No
Solar Co-Location | 24INR0341 | Forts Trail BESS | Planned | JC Central Bluff, LLC | 11406 Central Bluff Switch 345kV | Taylor | WEST | 2028-07-25 | Q3 2028 | OTH | BA | 208.82 |  | No
Solar Co-Location | 24INR0488 | Forts Trail BESS 2 | Planned | JC Central Bluff, LLC | 11406 Central Bluff Switch 345 kV | Taylor | WEST | 2028-07-25 | Q3 2028 | OTH | BA | 205.54 |  | No
Solar Co-Location | 24INR0308 | Forts Trail Solar | Planned | JC Central Bluff, LLC | 11406 Central Bluff Switch 345kV | Taylor | WEST | 2028-07-25 | Q3 2028 | SOL | PV | 200.81 |  | No
Solar Co-Location |  | Frye Solar | Operational |  | Kress sub KRSSW 23913 345 kV | Swisher | PANHANDLE |  | Q1 1900 | SOL | PV | 502
Solar Co-Location | 22INR0402 | Frye Storage | Planned | Hecate Energy Frye Storage LLC | new 345kV sub Kress connecting both 23912 Ogallala - 23914 Tule Canyon circuits | Swisher | PANHANDLE | 2026-12-15 | Q4 2026 | OTH | BA | 503.85 |  | No
Solar Co-Location | 24INR0141 | Gaia Solar | Planned | Gaia Solar, LLC | Tap 138kV 3127 Trinidad SES - 3454 Montfort Switch | Navarro | NORTH | 2026-05-01 | Q2 2026 | SOL | PV | 144.02 | 2023-11-08 | Yes | 2025-12-18 | Q4 2025
Solar Co-Location | 24INR0140 | Gaia Storage | Planned | Gaia Solar, LLC | Tap 138kV 3127 Trinidad SES - 3454 Montfort Switch | Navarro | NORTH | 2026-05-01 | Q2 2026 | OTH | BA | 78.81 | 2023-11-08 | Yes | 2025-12-18 | Q4 2025
Solar Co-Location | 28INR0355 | Galaxy I Solar | Planned | Galaxy Solar, LLC | Stainback Switch (bus #2217) - Elrod Switch (bus #3159) | Ellis | NORTH | 2028-10-30 | Q4 2028 | SOL | PV | 82.85 |  | No
Solar Co-Location | 27INR0219 | Galaxy Solar | Planned | Galaxy Solar, LLC | Stainback Switch (bus #2217) - Elrod Switch (bus #3159) | Ellis | NORTH | 2028-10-30 | Q4 2028 | SOL | PV | 147.77 |  | No
Solar Co-Location | 27INR0220 | Galaxy Storage | Planned | Galaxy Solar, LLC | Stainback Switch (bus #2217) - Elrod Switch (bus #3159) | Ellis | NORTH | 2028-10-30 | Q4 2028 | OTH | BA | 155 |  | No
Solar Co-Location | 24INR0206 | Glasgow Solar | Planned | Glasgow Solar LLC | Tap 345kV #2466 Big Onion - #68091 Navarro | Navarro | NORTH | 2027-03-16 | Q1 2027 | SOL | PV | 203.5 | 2023-11-08 | Yes
Solar Co-Location | 24INR0207 | Glasgow Storage | Planned | Glasgow Solar LLC | Tap 345kV #2466 Big Onion - #68091 Navarro | Navarro | NORTH | 2027-03-16 | Q1 2027 | OTH | BA | 101 | 2023-11-08 | Yes
Solar Co-Location | 24INR0368 | Glory Bee Solar | Planned | Riley Solar LLC | Tap 345kV 1440 Comanche Switch - 1900 Comanche Peak | Erath | NORTH | 2026-04-14 | Q2 2026 | SOL | PV | 305 |  | No
Solar Co-Location | 24INR0369 | Glory Bee Storage | Planned | Riley Solar LLC | Tap 345kV 1440 Comanche Switch - 1900 Comanche Peak | Erath | NORTH | 2026-04-14 | Q2 2026 | OTH | BA | 101 |  | No
Solar Co-Location | 26INR0253 | Goldfinch Solar | Planned | BT DJ4M Solar, LLC | Tap Connection Bus 2485 Poetry Switch – 3223 Shamburger Switch | Van Zandt | NORTH | 2028-06-30 | Q2 2028 | SOL | PV | 150.77 |  | No
Solar Co-Location | 26INR0254 | Goldfinch Storage | Planned | BT DJ4M Solar, LLC | Tap Connection Bus 2485 Poetry Switch – 3223 Shamburger Switch | Van Zandt | NORTH | 2028-03-18 | Q1 2028 | OTH | BA | 100.44 |  | No
Solar Co-Location | 28INR0227 | GPlains Solar | Planned | Gypsum Plains Solar, LLC | Tap 138kV #1013 WOLFSS_8 - #1103 SANDHLTA_8 | Ector | WEST | 2029-06-21 | Q2 2029 | SOL | PV | 151.29 |  | No
Solar Co-Location | 28INR0228 | GPlains Storage | Planned | Gypsum Plains Solar, LLC | Tap 138kV WOLFSS_8 (1013) - SANDHLTA_8 (1103) | Ector | WEST | 2029-06-21 | Q2 2029 | OTH | BA | 51.27 |  | No
Solar Co-Location | 19INR0002 | Grandfalls Solar | Planned | Nextera | 842 King Mountain Station 345kV | Upton | WEST | 2027-07-01 | Q3 2027 | SOL | PV | 175.6 | 2025-01-23 | Yes
Solar Co-Location | 21INR0262 | Grandfalls Storage SLF | Planned | King Mountain Storage LLC | tap 345kV 11028 Odessa - 76000 North McCamey | Upton | WEST | 2027-07-01 | Q3 2027 | OTH | BA | 0 |  | No
Solar Co-Location | 28INR0180 | Green Ocelot Solar | Planned | Ocelot Solar LLC | Tap 345kV 80076 Ajo - 8601 Cebolla | Kenedy | COASTAL | 2028-11-17 | Q4 2028 | SOL | PV | 357 |  | No
Solar Co-Location | 28INR0189 | Green Ocelot Storage | Planned | Ocelot Solar LLC | Tap 345kV 80076 Ajo 80076 - 8601 Cebolla | Kenedy | COASTAL | 2028-11-17 | Q4 2028 | OTH | BA | 178.5 |  | No
Solar Co-Location | 22INR0596 | Grizzly Ridge BESS SLF | Planned | Grizzly Ridge Solar LLC | Pottsville Switching Substation (Bus# 178) | Hamilton | NORTH | 2026-07-01 | Q3 2026 | OTH | BA | 0 | 2021-10-18 | Yes | 2023-02-10 | Q1 2023
Solar Co-Location |  | Grizzly Ridge Solar | Operational |  | 69kV 178 Pottsville | Hamilton | NORTH |  | Q1 1900 | SOL | PV | 101.68
Solar Co-Location | 27INR0492 | Gulf Gateway Solar One | Planned | Gulf Gateway Solar, LLC | 88249 SDI7A 345kV | San Patricio | COASTAL | 2027-06-24 | Q2 2027 | SOL | PV | 301.4 |  | No
Solar Co-Location | 27INR0556 | Gulf Gateway Storage One | Planned | Gulf Gateway Storage, LLC | 88249 SDI7A 345kV | San Patricio | COASTAL | 2027-06-24 | Q2 2027 | OTH | BA | 301.4 |  | No
Solar Co-Location | 28INR0448 | Gulf Prairie BESS | Planned | Gulf Prairie Energy LLC | (CEHESub) looped either 1) on 138 kV circuit 82 between RIWOOD (#43150) and Angleton (#42110), or 2) on 345 kV circuit 18 between DOW (#42500) and Huizache (#46640) | Brazoria | COASTAL | 2028-12-01 | Q4 2028 | OTH | BA | 207.78 |  | No
Solar Co-Location | 27INR0449 | Gulf Prairie Solar | Planned | Gulf Prairie Energy LLC | (CEHESub) looped either 1) on 138 kV circuit 82 between RIWOOD (#43150) and Angleton (#42110), or 2) on 345 kV circuit 18 between DOW (#42500) and Huizache (#46640) | Brazoria | COASTAL | 2028-12-01 | Q4 2028 | SOL | PV | 202.17 |  | No
Solar Co-Location | 28INR0205 | Gypsum Plains Solar | Planned | Gypsum Plains Solar, LLC | Tap 345kv line Wolf BUS# 11010 - Reiter BUS#18544 | Ector | WEST | 2029-06-21 | Q2 2029 | SOL | PV | 503.12 |  | No
Solar Co-Location | 28INR0217 | Gypsum Plains Storage | Planned | Gypsum Plains Solar, LLC | Tap 345kv 11010 Wolf - 18544 Reiter | Ector | WEST | 2029-06-21 | Q2 2029 | OTH | BA | 211.14 |  | No
Solar Co-Location | 27INR0362 | Hamlet Solar SLF | Planned | Hamlet Solar, LLC | Tap 138kV #5895 PEARSALL - #5827 MOORE | Frio | SOUTH | 2029-09-04 | Q3 2029 | SOL | PV | 201 |  | No
Solar Co-Location | 27INR0363 | Hamlet Storage SLF | Planned | Hamlet Solar, LLC | Tap 138kV #5895 PEARSALL -#5827 MOORE | Frio | SOUTH | 2029-09-04 | Q3 2029 | OTH | BA | 201 |  | No
Solar Co-Location | 25INR0442 | Happy Dog Storage | Planned | Rosula Solar LLC | Tap 345kV 3704 Hog Creek Switch – 3687 Bell County East Switch | Milam | SOUTH | 2027-04-13 | Q2 2027 | OTH | BA | 104.52 | 2024-12-16 | No
Solar Co-Location | 25INR0382 | HappyDogSolar | Planned | Rosula Solar LLC | Tap 345kV 3704 Hog Creek Switch – 3687 Bell County East Switch | Milam | SOUTH | 2027-04-13 | Q2 2027 | SOL | PV | 85.54 | 2024-12-16 | No
Solar Co-Location | 23INR0008 | Harley Hand Solar | Planned | HECTATE ENERGY HARLEY HAND SOLAR LLC | 11420 Sweetwater East 345kV | Nolan | WEST | 2029-04-07 | Q2 2029 | SOL | PV | 505.5 |  | No
Solar Co-Location | 23INR0214 | Harley Hand Storage | Planned | Hecate Energy Harley Hand Solar LLC | 11420 Sweetwater East 345kV | Nolan | WEST | 2029-04-07 | Q2 2029 | OTH | BA | 503.4 |  | No
Solar Co-Location | 25INR0270 | Harryoung Solar | Planned | Gransolar Texas Four LLC | Tap 8319 Rio Hondo - SOUTH SANTA ROSA: 8359, 138kV | Cameron | COASTAL | 2028-05-15 | Q2 2028 | SOL | PV | 190.01 |  | No
Solar Co-Location | 25INR0552 | HarryoungBESS | Planned | Gransolar Texas Four LLC | 8319 Rio Hondo sub 138kV | Cameron | COASTAL | 2028-05-15 | Q2 2028 | OTH | BA | 190.01 |  | No
Solar Co-Location | 25INR0220 | Hector Solar | Planned | Hector Solar, LLC | Haney (213) - Hubbard_8 (3515) 138kV Line | Navarro | NORTH | 2027-12-31 | Q4 2027 | SOL | PV | 81.59 |  | No
Solar Co-Location | 25INR0221 | Hector Storage | Planned | Hector Solar, LLC | Haney (213) - Hubbard_8 (3515) 138kV Line | Navarro | NORTH | 2027-12-31 | Q4 2027 | OTH | BA | 42.69 |  | No
Solar Co-Location | 23INR0344 | Hermes Solar | Planned | Bell 1 Solar, LLC | Tap 345kV 3687 Bell County East Switch - 39950 TNP One Plant Ckt 2 | Bell | NORTH | 2026-03-26 | Q1 2026 | SOL | PV | 100.36 | 2023-11-08 | Yes
Solar Co-Location | 24INR0365 | Hermes Storage | Planned | Bell 1 Storage LLC | Tap 345kV 3687 Bell County East Switch - 39950 TNP One Plant Ckt 2 | Bell | NORTH | 2026-05-22 | Q2 2026 | OTH | BA | 100.42 | 2023-11-08 | Yes
Solar Co-Location | 24INR0249 | Hickerson BESS | Planned | Hickerson BESS | tap 345kV 68091 Navarro - 68040 Kopperl | Bosque | NORTH | 2027-07-01 | Q3 2027 | OTH | BA | 0 |  | No
Solar Co-Location | 21INR0359 | Hickerson Solar | Planned | Hickerson Solar | tap 345kV 68091 Navarro - 68040 Kopperl | Bosque | NORTH | 2025-12-31 | Q4 2025 | SOL | PV | 311.1 | 2023-12-18 | Yes | 2025-08-25 | Q3 2025 | 2025-08-28
Solar Co-Location | 24INR0124 | High Noon Solar | Planned | High Noon Solar Project, LLC | Tap 138kV 445 Yates - 444 Covington | Hill | NORTH | 2028-05-09 | Q2 2028 | SOL | PV | 182 | 2024-05-03 | Yes
Solar Co-Location | 24INR0126 | High Noon Storage | Planned | High Noon Solar Project, LLC | Tap 138kV 445 Yates - 444 Covington | Hill | NORTH | 2028-05-09 | Q2 2028 | OTH | BA | 94 | 2024-05-08 | Yes
Solar Co-Location | 23INR0228 | Hiru Solar | Planned | Hecate Energy Hazel LLC | Tap 345kV 6111 Riley - 1730 West Krum ckt 1 | Clay | WEST | 2029-04-01 | Q2 2029 | SOL | PV | 603.7 |  | No
Solar Co-Location | 24INR0444 | Hiru Storage | Planned | Hecate Energy Hazel LLC | Tap 345kV 6111 Riley - 1730 West Krum ckt 1 | Clay | WEST | 2029-04-01 | Q2 2029 | OTH | BA | 503.6 |  | No
Solar Co-Location | 28INR0246 | Hittson Creek BESS | Planned | 174 Power Global Properties | Tapping the two 345 kV Lines: Sam Line Reactor (Bus# 68005) - Reata (Bus# 68051) and Latimer (Bus# 68008) - Reata (Bus# 68051). | Callahan | WEST | 2028-12-15 | Q4 2028 | OTH | BA | 205.38 |  | No
Solar Co-Location | 28INR0245 | Hittson Creek Solar | Planned | 174 Power Global Properties | Tapping the two 345 kV Lines: Sam Line Reactor (Bus# 68005) - Reata (Bus# 68051) and Latimer (Bus# 68008) - Reata (Bus# 68051). | Callahan | WEST | 2028-12-15 | Q4 2028 | SOL | PV | 402.93 |  | No
Solar Co-Location | 24INR0422 | Hollow Branch Creek Solar | Planned | Hollow Branch Creek Solar LLC | Tap 345kV 3390 Jewett - 44645 Singleton | Leon | NORTH | 2027-12-31 | Q4 2027 | SOL | PV | 460 | 2024-10-22 | Yes
Solar Co-Location | 24INR0423 | Hollow Branch Creek Storage | Planned | Hollow Branch Creek Solar LLC | Jewett – Singleton 345 kV [PTI Bus # 3390 – 44645] | Leon | NORTH | 2027-12-31 | Q4 2027 | OTH | BA | 460 |  | No
Solar Co-Location | 21INR0430 | Holstein 2 Energy Storage | Planned | 229HD 8me LLC | 11406 Central Bluff 345kV | Nolan | WEST | 2027-05-01 | Q2 2027 | OTH | BA | 102.42 |  | No
Solar Co-Location | 19INR0026 | Holstein 2 Solar | Planned | 229HD 8me LLC | 11406 Central Bluff 345kV | Nolan | WEST | 2028-04-03 | Q2 2028 | SOL | PV | 100.7 |  | No
Solar Co-Location | 27INR0301 | Hondo Arroyo Solar | Planned | Hondo Creek Solar, LLC | Tap 138 kV 5225 Hondo - 5813 Pearson | Medina | SOUTH | 2028-07-01 | Q3 2028 | SOL | PV | 60.4 |  | No
Solar Co-Location | 27INR0437 | Hondo Arroyo Storage | Planned | Hondo Creek Solar, LLC | Tap 138 kV 5225 Hondo - 5813 Pearson | Medina | SOUTH | 2028-07-01 | Q3 2028 | OTH | BA | 100.7 |  | No
Solar Co-Location | 22INR0559 | Honeycomb Solar SLF | Planned | Honeycomb Solar, LLC | 69 kV Tynan Substation (#8107) | Bee | SOUTH | 2026-07-09 | Q3 2026 | SOL | PV | 61.4 | 2023-05-01 | Yes
Solar Co-Location | 23INR0392 | Honeycomb Storage SLF | Planned | Honeycomb BESS, LLC | 69 kV Tynan Substation (#8107) | Bee | SOUTH | 2026-11-01 | Q4 2026 | OTH | BA | 0 | 2023-05-01 | Yes
Solar Co-Location | 24INR0473 | Hooper Solar | Planned | BT Brown Solar, LLC | Tap 138kV line between Lexington (Bus #7571) and Lyle Wolz (Bus #7567) | Lee | SOUTH | 2027-12-15 | Q4 2027 | SOL | PV | 50.48 |  | No
Solar Co-Location | 24INR0474 | Hooper Storage | Planned | BT Brown Solar, LLC | Tap 138kV line between Lexington (Bus #7571) and Lyle Wolz (Bus #7567) | Lee | SOUTH | 2027-12-15 | Q4 2027 | OTH | BA | 30.68 |  | No
Solar Co-Location | 25INR0282 | Hornet Solar II SLF | Planned | Hornet Solar II LLC | Ozark Trail Switch 345kV substation (Bus #23901) | Swisher | PANHANDLE | 2028-03-31 | Q1 2028 | SOL | PV | 208.95 | 2024-08-21 | Yes
Solar Co-Location | 25INR0283 | Hornet Storage II SLF | Planned | Hornet Storage II LLC | Ozark Trail Switch 345kV substation (Bus # 23901) | Swisher | PANHANDLE | 2028-03-31 | Q1 2028 | OTH | BA | 0 | 2024-08-21 | Yes
Solar Co-Location | 24INR0376 | Huisache BESS | Planned | Huisache Solar, LLC | Tapping the Elm Creek to Shaula circuit 1 | Wilson | SOUTH | 2029-06-30 | Q2 2029 | OTH | BA | 100.67 | 2025-08-12 | No
Solar Co-Location | 24INR0160 | Huisache Solar | Planned | Huisache Solar, LLC | Tapping the Elm Creek to Shaula circuit 1 | Wilson | SOUTH | 2029-06-30 | Q2 2029 | SOL | PV | 125.59 | 2025-08-12 | No
Solar Co-Location | 25INR0197 | Inadale BESS | Planned | Inadale BESS, LLC | Tap 345 kV TONKAWAW_5 (11048) – SCURCNTYS_5 (11318) Circuit #2 | Scurry | WEST | 2028-07-25 | Q3 2028 | OTH | BA | 287.16 |  | No
Solar Co-Location | 25INR0196 | Inadale Solar | Planned | Inadale Solar, LLC | Tap 345 kV TONKAWAW_5 (11048) – SCURCNTYS_5 (11318) Circuit #2 | Scurry | WEST | 2028-07-25 | Q3 2028 | SOL | PV | 281.03 |  | No
Solar Co-Location | 21INR0031 | Indigo Solar | Planned | Innovative Solar 245, LLC | tap 345 kV 68001 Claytonville – 68004 Phantom Hill Circuit 2 | Fisher | WEST | 2026-08-17 | Q3 2026 | SOL | PV | 150 | 2020-09-15 | Yes
Solar Co-Location | 25INR0547 | Indigo solar 2 | Planned | Indigo Solar 2 | Tap 345KV 68001 Clayton 345KV -68000 WShack Ckt 2 | Fisher | WEST | 2027-07-15 | Q3 2027 | SOL | PV | 180 |  | No
Solar Co-Location | 24INR0496 | Indigo Storage | Planned | Innovative Solar 245, LLC | tap 345 kV 68001 Claytonville – 68004 Phantom Hill Circuit 2 | Fisher | WEST | 2026-08-17 | Q3 2026 | OTH | BA | 60 |  | No
Solar Co-Location | 25INR0528 | Indigo Storage 2 | Planned | Innovative Solar 245, LLC | tap 345 kV 68001 Claytonville – 68004 Phantom Hill Circuit 2 | Fisher | WEST | 2026-08-17 | Q3 2026 | OTH | BA | 60 |  | No
Solar Co-Location | 25INR0529 | Indigo Storage 3 | Planned | Innovative Solar 245, LLC | tap 345 kV 68001 Claytonville – 68004 Phantom Hill Circuit 2 | Fisher | WEST | 2026-08-17 | Q3 2026 | OTH | BA | 60 |  | No
Solar Co-Location | 25INR0530 | Indigo Storage 4 | Planned | Innovative Solar 245, LLC | tap 345 kV 68001 Claytonville – 68004 Phantom Hill Circuit 2 | Fisher | WEST | 2026-08-17 | Q3 2026 | OTH | BA | 60 |  | No
Solar Co-Location | 28INR0305 | Iron Cowboy Solar | Planned | Vaquero II Solar, LLC | Bus #8920 Haisley 4A 138 kV | San Patricio | COASTAL | 2028-12-29 | Q4 2028 | SOL | PV | 120.69 |  | No
Solar Co-Location | 28INR0306 | Iron Cowboy Storage | Planned | Vaquero II Storage, LLC | Bus #8920 Haisley 4A 138 kV | San Patricio | COASTAL | 2028-12-29 | Q4 2028 | OTH | BA | 63.27 |  | No
Solar Co-Location | 24INR0038 | Jaguar Solar | Planned | PP Jaguar Solar LLC | Tap 345kV 13405 Tradinghouse SES - 68090 Sam Switch | McLennan | NORTH | 2027-12-11 | Q4 2027 | SOL | PV | 300.87 | 2022-09-12 | Yes
Solar Co-Location |  | Jaguar BESS_1 | Operational |  | Tap 345kV 13405 Tradinghouse SES - 68090 Sam Switch | McLennan | NORTH |  | Q1 1900 | OTH | BA | 157.1
Solar Co-Location | 27INR0097 | JUNIPERUS BESS | Planned | BLUE STONE RENEWABLE XXI LLC | TAP CASHSW_T5 (2464) -SULSP_SS1_5 (1697) | Hopkins | NORTH | 2029-07-09 | Q3 2029 | OTH | BA | 169.6 |  | No
Solar Co-Location | 26INR0304 | JUNIPERUSSS | Planned | BLUE STONE RENEWABLE XXI LLC | TAP CASHSW_T5 (2464) -SULSP_SS1_5 (1697) | Hopkins | NORTH | 2029-07-09 | Q3 2029 | SOL | PV | 80.33 |  | No
Solar Co-Location | 24INR0256 | Kennedy Solar | Planned | Kennedy Bypass Solar LLC | Tap 345kV 68040 Kopprl Capacitor Yard - 68091 Navarro | Navarro | NORTH | 2028-12-31 | Q4 2028 | SOL | PV | 101.5 |  | No
Solar Co-Location | 24INR0391 | Kennedy Storage | Planned | Kennedy Bypass Solar LLC | Tap 345kV 68040 Kopprl Capacitor Yard - 68091 Navarro | Navarro | NORTH | 2028-12-31 | Q4 2028 | OTH | BA | 25.3 |  | No
Solar Co-Location | 24INR0065 | Keys Hollow Solar Phase II SLF | Planned | Keys Hollow Solar, LLC | 345kV Tap 8164 Coleto Creek - 8673 RAPTOR7A | Goliad | SOUTH | 2028-03-10 | Q1 2028 | SOL | PV | 204.08 | 2024-10-29 | Yes
Solar Co-Location | 24INR0067 | KEYS HOLLOW SOLAR SLF | Planned | Keys Hollow Solar, LLC | TAP 345 KV LINE FROM COLETO 8164 - RAPTOR7A 8673 | Goliad | SOUTH | 2028-03-10 | Q1 2028 | SOL | PV | 204.08 | 2024-10-29 | Yes
Solar Co-Location | 24INR0066 | Keys Hollow Storage Phase II SLF | Planned | Keys Hollow Solar, LLC | 345kV Tap 8164 Coleto Creek - 8673 RAPTOR7A | Goliad | SOUTH | 2028-03-10 | Q1 2028 | OTH | BA | 0 | 2024-10-29 | Yes
Solar Co-Location | 24INR0068 | KEYS HOLLOW STORAGE SLF | Planned | Keys Hollow Solar, LLC | TAP 345 KV LINE FROM COLETO 8164 - RAPTOR7A 8673 | Goliad | SOUTH | 2028-03-10 | Q1 2028 | OTH | BA | 0 | 2024-10-29 | Yes
Solar Co-Location | 27INR0305 | Kurtz Solar SLF | Planned | Kurtz Solar, LLC | Tap 69kV #8206 Charlotte - #8607 Jourdanton | Atascosa | SOUTH | 2029-05-31 | Q2 2029 | SOL | PV | 101.9 |  | No
Solar Co-Location | 27INR0306 | Kurtz Storage SLF | Planned | Kurtz Storage, LLC | Tap 69kV #8206 Charlotte - #8607 Jourdanton | Atascosa | SOUTH | 2029-05-31 | Q2 2029 | OTH | BA | 0 |  | No
Solar Co-Location | 28INR0303 | Kuy Creek Solar 1 SLF | Planned | Kuy Creek Solar 1 LLC | Tap Coleto Creek (Bus # 8162) - Victoria (Bus# 8172) 138 kV CKT 1 | Goliad | SOUTH | 2029-03-20 | Q1 2029 | SOL | PV | 234.87 |  | No
Solar Co-Location | 28INR0304 | Kuy Creek Storage 1 SLF | Planned | Kuy Creek Storage 1 LLC | Tap - Coleto Creek (Bus # 8162) - Victoria (Bus# 8172) 138 kV CKT 1 | Goliad | SOUTH | 2029-03-20 | Q1 2029 | OTH | BA | 151.46 |  | No
Solar Co-Location | 27INR0380 | La Mancha Solar SLF | Planned | La Mancha Solar, LLC | Tap 69kV 5836 NBatesville - 5822 Leona | Zavala | SOUTH | 2028-10-10 | Q4 2028 | SOL | PV | 40.9 |  | No
Solar Co-Location | 27INR0381 | La Mancha Storage SLF | Planned | La Mancha Storage, LLC | Tap 69kV 5836 NBatesville - 5822 Leona | Zavala | SOUTH | 2028-10-10 | Q4 2028 | OTH | BA | 40.9 |  | No
Solar Co-Location | 24INR0262 | Lan Battery SLF | Planned | BR Solar, LLC | Tap 345kV 1729 Valley South – 1692 Paris Switch | Lamar | NORTH | 2028-08-26 | Q3 2028 | OTH | BA | 0 |  | No
Solar Co-Location | 22INR0314 | Lan Solar SLF | Planned | BR Solar, LLC | Tap 345kV 1729 Valley South – 1692 Paris Switch | Lamar | NORTH | 2028-08-26 | Q3 2028 | SOL | PV | 182.2 |  | No
Solar Co-Location | 25INR0504 | Lazy Frog Solar SLF | Planned | Lazy Frog Solar, LLC | 11688 Thorn Tree Switch 345kV | Franklin | NORTH | 2028-04-17 | Q2 2028 | SOL | PV | 100.4 |  | No
Solar Co-Location | 25INR0506 | Lazy Frog Storage SLF | Planned | Lazy Frog Solar, LLC | 11688 Thorn Tree Switch 345kV | Franklin | NORTH | 2028-04-17 | Q2 2028 | OTH | BA | 0 |  | No
Solar Co-Location | 25INR0693 | Leon BESS | Planned | Leon BESS | Tab 138kv 3355 Grapeland_Magnolia - 3357 Pleasant_Springs. | Houston | NORTH | 2028-02-16 | Q1 2028 | OTH | BA | 153.7 |  | No
Solar Co-Location | 26INR0023 | Leon Solar Park | Planned | Misae Solar IV LLC | Tap 138kV Grapeland Magnolia Tap (bus #3355) to Pleasant Springs POI (bus# 3357) section of the Jewett -Crockett 138kV Line | Leon | NORTH | 2026-07-01 | Q3 2026 | SOL | PV | 210.11 | 2024-05-21 | Yes
Solar Co-Location | 23INR0249 | Limewood Solar | Planned | Limewood Bell Renewables LLC | 3420 Temple Pecan Creek 138kV | Bell | NORTH | 2026-03-02 | Q1 2026 | SOL | PV | 204.6 | 2023-02-22 | Yes | 2025-10-16 | Q4 2025 | 2025-11-10
Solar Co-Location | 23INR0248 | Limewood Storage | Planned | Limewood Bell Renewables LLC | 3420 Temple Pecan Creek 138kV | Bell | NORTH | 2028-12-29 | Q4 2028 | OTH | BA | 50 | 2023-02-22 | Yes
Solar Co-Location | 19INR0042 | Long Point Solar | Planned | Long Point Solar, LLC | 138 KV (CEHE Sub) Tap Burke (42410) - Eagle Nest (42430) ckt 02 | Brazoria | COASTAL | 2026-04-07 | Q2 2026 | SOL | PV | 120.7 | 2019-10-24 | Yes | 2025-12-08 | Q4 2025 | 2025-12-15
Solar Co-Location | 21INR0444 | Long Point Storage | Planned | Long Point Storage, LLC | 138 KV (CEHE Sub) Tap Burke (42410) - Eagle Nest (42430) ckt 02 | Brazoria | COASTAL | 2026-12-30 | Q4 2026 | OTH | BA | 100.62 | 2023-08-28 | No
Solar Co-Location | 25INR0502 | Longday BESS SLF | Planned | Longday Solar | Tap 138 kV 8252 Brackettville - 8260 Escondido | Kinney | SOUTH | 2027-12-15 | Q4 2027 | OTH | BA | 0 |  | No
Solar Co-Location | 25INR0501 | Longday Solar SLF | Planned | Longday Solar | Tap138 kV 8252 Brackettville - 8260 Escondido | Kinney | SOUTH | 2027-12-15 | Q4 2027 | SOL | PV | 200.8 |  | No
Solar Co-Location | 24INR0453 | Longfellow BESS I | Planned | CENTURY GAS PROCESSING, LLC | 38432 TNCENTRY1_1 138 KV | Pecos | WEST | 2026-11-30 | Q4 2026 | OTH | BA | 54.99 | 2025-04-15 | Yes
Solar Co-Location | 24INR0455 | Longfellow BESS II | Planned | CENTURY GAS PROCESSING, LLC | 38432 TNCENTRY2_1 138 KV | Pecos | WEST | 2026-11-30 | Q4 2026 | OTH | BA | 105.75 | 2025-04-15 | Yes
Solar Co-Location | 24INR0452 | Longfellow Solar I | Planned | CENTURY GAS PROCESSING, LLC | 38431 TNCENTRY1_1 138 KV | Pecos | WEST | 2027-06-30 | Q2 2027 | SOL | PV | 178.2 | 2025-04-15 | No
Solar Co-Location | 24INR0454 | Longfellow Solar II | Planned | CENTURY GAS PROCESSING, LLC | 38432 TNCENTRY2_1 138 KV | Pecos | WEST | 2027-06-30 | Q2 2027 | SOL | PV | 207.36 | 2025-04-15 | No
Solar Co-Location | 24INR0150 | Lupinus Solar 1 | Planned | Lupinus Solar, LLC | Tap 345 kV 11699 Woodard Switch - 1695 Monticello SES | Franklin | NORTH | 2027-09-13 | Q3 2027 | SOL | PV | 162.31 | 2025-06-26 | Yes
Solar Co-Location | 24INR0154 | Lupinus Solar 2 | Planned | Lupinus Solar 2, LLC | Hagansport Switch (old Monticello Tap bus# 1794) | Franklin | NORTH | 2027-04-03 | Q2 2027 | SOL | PV | 242.31 | 2025-03-04 | No
Solar Co-Location | 24INR0484 | Lupinus Solar 3 | Planned | Lupinus Solar 2, LLC | 1794 Monticello Tap 138 kV | Franklin | NORTH | 2026-09-21 | Q3 2026 | SOL | PV | 100.8 | 2025-03-04 | No
Solar Co-Location | 24INR0153 | Lupinus Storage 1 | Planned | Lupinus Solar, LLC | Tap 345 kV 11699 Woodard Switch - 1695 Monticello SES | Franklin | NORTH | 2027-09-13 | Q3 2027 | OTH | BA | 84.01 |  | Yes
Solar Co-Location | 24INR0155 | Lupinus Storage 2 | Planned | Lupinus Solar 2, LLC | Hagansport Switch (old Monticello Tap bus# 1794) | Franklin | NORTH | 2027-04-03 | Q2 2027 | OTH | BA | 124.55 | 2025-03-04 | No
Solar Co-Location | 24INR0490 | Lupinus Storage 3 | Planned | Lupinus Solar 2, LLC | 1794 Monticello Tap Substation 138 kV | Franklin | NORTH | 2026-09-21 | Q3 2026 | OTH | BA | 50.9 | 2025-03-04 | Yes
Solar Co-Location | 27INR0434 | Lyra Solar | Planned | Juno Solar 4 | 345kV MULESHOE (#59922) | Borden | WEST | 2027-09-15 | Q3 2027 | SOL | PV | 500 | 2025-07-01 | No
Solar Co-Location | 26INR0636 | Lyra Storage | Planned | JUNO BESS I | 345kV MULESHOE (#59922) | Borden | WEST | 2026-11-12 | Q4 2026 | OTH | BA | 500 | 2025-08-13 | No
Solar Co-Location | 27INR0585 | Lytton Springs BESS | Planned | SMT Lytton Springs LLC | Lytton Springs (#9074) – Fayette Plant (#7055) 345 kV Line | Caldwell | SOUTH | 2027-07-01 | Q3 2027 | OTH | BA | 76.4 |  | No
Solar Co-Location | 27INR0584 | Lytton Springs Solar | Planned | SMT Lytton Springs LLC | Lytton Springs (#9074) – Fayette Plant (#7055) 345 kV Line | Caldwell | SOUTH | 2027-07-01 | Q3 2027 | SOL | PV | 75.3 |  | No
Solar Co-Location | 28INR0297 | Magnet Solar | Planned | HyFuels Big Spring Solar LLC | Faraday Substation 345kV - Bus #59905 | Borden | WEST | 2028-10-06 | Q4 2028 | SOL | PV | 503.09 | 2025-12-11 | No
Solar Co-Location | 28INR0298 | Magnet Storage | Planned | HyFuels Big Spring LLC | Faraday 345 kV Substation (#59905) | Borden | WEST | 2029-07-15 | Q3 2029 | OTH | BA | 426.7 |  | No
Solar Co-Location | 27INR0112 | Malachite BESS | Planned | Malachite Storage LLC | Tap 345 kV 44200 Hillje – 9073 Holman | Wharton | SOUTH | 2029-04-26 | Q2 2029 | OTH | BA | 191.12 |  | No
Solar Co-Location | 27INR0111 | Malachite Solar | Planned | Malachite Solar LLC | The 345 kV Hillje (#44200) – Holman (#9073) Line; AEN. | Wharton | SOUTH | 2029-04-26 | Q2 2029 | SOL | PV | 184.55 |  | No
Solar Co-Location | 21INR0220 | Maleza Solar | Planned | Brush Solar LLC | tap Blue – Hillje 345 kv Ckt.#27 | Wharton | SOUTH | 2027-02-09 | Q1 2027 | SOL | PV | 254.94 | 2021-01-27 | Yes
Solar Co-Location | 23INR0227 | Maleza Solar II | Planned | Brush Solar, LLC | tap Blue – Hillje 345 kv Ckt.#27 | Wharton | SOUTH | 2027-02-09 | Q1 2027 | SOL | PV | 254.94 |  | No
Solar Co-Location | 21INR0456 | Maleza Storage | Planned | Brush Storage, LLC | tap Blue – Hillje 345 kv Ckt.#27 | Wharton | SOUTH | 2027-02-09 | Q1 2027 | OTH | BA | 150.83 |  | No
Solar Co-Location | 30INR0047 | Mandolin Load | Planned | Mandolin Solar Project, LLC | Del Sol (Series CAP LINE SIDE) BUS #80307 to Cenizo (CAP LINE SIDE) BUS #80225 Transmission Line | Starr | SOUTH | 2028-11-15 | Q4 2028 | SOL | PV | 0 |  | No
Solar Co-Location | 26INR0527 | Mandolin Solar SLF | Planned | Mandolin Solar Project, LLC | Tap 345kV 80355 Del Sol - 80227 Rapido | Starr | SOUTH | 2029-06-15 | Q2 2029 | SOL | PV | 300 |  | No
Solar Co-Location | 26INR0528 | Mandolin Storage SLF | Planned | Mandolin Solar Project, LLC | Tap 345kV 80355 Del Sol - 80227 Rapido | Starr | SOUTH | 2029-06-15 | Q2 2029 | OTH | BA | 0 |  | No
Solar Co-Location | 27INR0170 | Marcos BESS | Planned | GRS BESS Texas Eight LLC | To the 138 kV line from EDNA (#8118) to VICTORIA4A (#8172) | Victoria | SOUTH | 2027-08-15 | Q3 2027 | OTH | BA | 115.88 |  | No
Solar Co-Location | 27INR0169 | Marcos Solar SLF | Planned | GRS BESS Texas Eight | To the 138 kV line from EDNA (#8118) to VICTORIA4A (#8172) | Victoria | SOUTH | 2028-08-15 | Q3 2028 | SOL | PV | 216.11 |  | No
Solar Co-Location | 25INR0353 | Marshall Spring Solar | Planned | Marshall Springs Solar, LLC | New POI station between 7132 L_GILLES8_1Y - 7126 L_FERGUS8_1Y 138kV line and 7132 L_GILLES8_1Y - 7128 L_HORSBA8_1Y 138kV line, then loop in both lines into the new POI station. | Gillespie | SOUTH | 2026-07-01 | Q3 2026 | SOL | PV | 150 |  | No
Solar Co-Location | 25INR0354 | Marshall Spring Storage | Planned | Marshall Springs Storage, LLC | New POI station between 7132 L_GILLES8_1Y - 7126 L_FERGUS8_1Y 138kV line and 7132 L_GILLES8_1Y - 7128 L_HORSBA8_1Y 138kV line, then loop in both lines into the new POI station. | Gillespie | SOUTH | 2026-07-01 | Q3 2026 | OTH | BA | 150 |  | No
Solar Co-Location | 27INR0422 | M-Bar BESS I | Planned | M-Bar Energy I, LLC | 1141 Holt Switch Substation 138 kV | Ector | WEST | 2028-09-18 | Q3 2028 | OTH | BA | 82.1 |  | No
Solar Co-Location | 27INR0421 | M-Bar Solar I | Planned | M-Bar Energy I, LLC | 1141 Holt Switch Substation 138kV | Ector | WEST | 2028-09-18 | Q3 2028 | SOL | PV | 30.21 |  | No
Solar Co-Location |  | Mercury II Solar SLF | Operational |  | 68092 Liberty Station 345kV | Hill | NORTH |  | Q1 1900 | SOL | PV | 206.11
Solar Co-Location | 24INR0407 | Mercury Solar III | Planned | Mercury Solar | 68092 Liberty Station 345kV | Hill | NORTH | 2029-04-01 | Q2 2029 | SOL | PV | 203.5 |  | No
Solar Co-Location |  | Mercury Solar SLF | Operational |  | 68092 Liberty Station 345kV | Hill | NORTH |  | Q1 1900 | SOL | PV | 206.11
Solar Co-Location | 21INR0258 | Mercury Storage SLF | Planned | Mercury Storage, LLC | 68092 Liberty Station 345kV | Hill | NORTH | 2026-07-01 | Q3 2026 | OTH | BA | 0 |  | No
Solar Co-Location | 25INR0215 | Middlebrook BESS | Planned | Middlebrook Solar LLC | Tap 345kV 3109 Stryker - 3117 Lufkin | Nacogdoches | NORTH | 2027-06-30 | Q2 2027 | OTH | BA | 158.63 | 2025-07-21 | Yes
Solar Co-Location | 24INR0418 | Middlebrook Solar Limited Liability Company | Planned | Middlebrook Solar LLC | Tap 345kV 3109 Stryker - 3117 Lufkin | Nacogdoches | NORTH | 2027-08-13 | Q3 2027 | SOL | PV | 316.19 | 2025-07-21 | Yes
Solar Co-Location | 26INR0362 | Midfield BESS Project SLF | Planned | HQC Solar Holdings 1, LLC | Tap 138kV 8121 Blessing - 8125 Lolita | Matagorda | COASTAL | 2028-07-01 | Q3 2028 | OTH | BA | 0 |  | No
Solar Co-Location | 26INR0347 | Midfield PV Project SLF | Planned | HQC Solar Holdings 1, LLC | Tap 138kV 8121 Blessing - 8125 Lolita | Matagorda | COASTAL | 2028-07-01 | Q3 2028 | SOL | PV | 150 |  | No
Solar Co-Location | 29INR0204 | Miller Bend Energy BESS | Planned | Miller Bend Energy | Tap 345kV (Bus1#1430) Graham SES to (Bus2#11050) Dusty Road | Young | WEST | 2029-06-01 | Q2 2029 | OTH | BA | 547.62 |  | No
Solar Co-Location | 29INR0203 | Miller Bend Energy Solar | Planned | Miller Bend Energy | Tap 345kV (Bus1#1430) Graham SES to (Bus2#11050) Dusty Road | Young | WEST | 2029-06-01 | Q2 2029 | SOL | PV | 531.69 |  | No
Solar Co-Location | 28INR0273 | Miracle Ranch BESS SLF | Planned | Miracle Ranch LLC | 138kV North Laredo (8909_NLARSW4A) to Barrera (8717_BARRERA4A) - AEP | Webb | SOUTH | 2028-06-30 | Q2 2028 | OTH | BA | 0 |  | No
Solar Co-Location | 28INR0272 | Miracle Ranch Solar SLF | Planned | Miracle Ranch LLC | 138kV North Laredo (8909_NLARSW4A) to Barrera (8717_BARRERA4A) - AEP | Webb | SOUTH | 2028-06-30 | Q2 2028 | SOL | PV | 221.6 |  | No
Solar Co-Location | 26INR0269 | Moccasin Solar | Planned | Swenson Solar LLC | Tapping the 345 kV Line from Kirchhoff (Bus# 60707) to Clear Crossing (Bus# 60515) | Stonewall | WEST | 2027-07-06 | Q3 2027 | SOL | PV | 603.59 | 2024-09-04 | Yes
Solar Co-Location | 27INR0452 | Moccasin Storage | Planned | ENGIE IR Holdings LLC | Tap 345kV #60707 Kirchhoff - #60515 Clear Crossing CKT-2 | Jones | WEST | 2028-07-01 | Q3 2028 | OTH | BA | 603.08 |  | No
Solar Co-Location | 28INR0350 | Mojo BESS | Planned | Power Synergy | Tap 345 kV 5133 Elm Creek 5901 - San Miguel CKT 1 & 2 | Wilson | SOUTH | 2028-06-30 | Q2 2028 | OTH | BA | 245.71 |  | No
Solar Co-Location | 28INR0250 | Mojo Solar | Planned | Power Synergy | Tap 345 kV 5133 Elm Creek - 5901 San Miguel CKT 1 & 2 | Wilson | SOUTH | 2028-06-30 | Q2 2028 | SOL | PV | 527.94 |  | No
Solar Co-Location | 21INR0483 | Morrow Lake Storage | Planned | Morrow Lake Storage, LLC | Morrow Lake Switch 138kV (5896) | Frio | SOUTH | 2026-02-10 | Q1 2026 | OTH | BA | 201.13 |  | No
Solar Co-Location |  | Morrow Lake Solar | Operational |  | Morrow Lake Switch 138kV (5896) | Frio | SOUTH |  | Q1 1900 | SOL | PV | 201.1
Solar Co-Location | 23INR0225 | MRG GOODY SOLAR | Planned | MRG GOODY SOLAR PROJECT, LLC | Tap 138 kV Toco Switch (#1700) – Paris Switch (#1693) | Lamar | NORTH | 2026-03-10 | Q1 2026 | SOL | PV | 170.82 | 2023-11-07 | Yes
Solar Co-Location | 24INR0305 | MRG Goody Storage | Planned | MRG Goody Solar Project LLC | Tap 138 kV Toco Switch (#1700) – Paris Switch (#1693) | Lamar | NORTH | 2026-03-10 | Q1 2026 | OTH | BA | 52.29 | 2023-11-07 | Yes
Solar Co-Location | 25INR0505 | Mud Cat Solar SLF | Planned | Mud Cat Solar, LLC | Tap 138KV 11768 Hawk Hollow – 1768 Deport | Lamar | NORTH | 2027-09-13 | Q3 2027 | SOL | PV | 100.5 |  | No
Solar Co-Location | 25INR0507 | Mud Cat Storage SLF | Planned | Mud Cat Solar, LLC | 11768 Hawk Hollow – 1768 Deport 138kV | Lamar | NORTH | 2027-09-13 | Q3 2027 | OTH | BA | 0 |  | No
Solar Co-Location | 26INR0134 | Myers Solar | Planned | BT Myers Solar, LLC | 8629 Baez 69 kV | Bee | SOUTH | 2028-05-22 | Q2 2028 | SOL | PV | 101.59 |  | No
Solar Co-Location | 26INR0135 | Myers Storage | Planned | BT Myers Solar, LLC | 8629 Baez 69 kV | Bee | SOUTH | 2028-05-22 | Q2 2028 | OTH | BA | 75.96 |  | No
Solar Co-Location | 24INR0339 | Mystic Springs Renewable Energy Solar SLF | Planned | Mystic Spring Renewable Energy LLC | Tap 345 kV Royse Switch (2478) – Poetry Switch (2485) | Kaufman | NORTH | 2028-03-31 | Q1 2028 | SOL | PV | 258.83 | 2025-10-30 | No
Solar Co-Location | 24INR0340 | Mystic Springs Renewable Energy Storage SLF | Planned | Mystic Spring Renewable Energy LLC | Tap 345 kV Royse Switch (2478) – Poetry Switch (2485) | Kaufman | NORTH | 2028-03-31 | Q1 2028 | OTH | BA | 0 |  | No
Solar Co-Location | 28INR0452 | Neal Battery | Planned | CH Neal Battery LLC | tap of 138kV 8750 CHARMERP4A - 8127 South Lane City | Wharton | SOUTH | 2029-04-03 | Q2 2029 | OTH | BA | 120.52 |  | No
Solar Co-Location | 28INR0160 | Neal Solar | Planned | CH Neal Solar LLC | tap of 138kV 8750 CHARMERP4A - 8127 South Lane City | Wharton | SOUTH | 2029-04-03 | Q2 2029 | SOL | PV | 146.6 |  | No
Solar Co-Location | 25INR0154 | Nymphaea Solar | Planned | Nymphaea Solar, LLC | Tap 345kV 1730 Krum West Swtich - 6111 Riley7B | Wichita | WEST | 2028-07-01 | Q3 2028 | SOL | PV | 120.9 |  | No
Solar Co-Location | 25INR0155 | Nymphaea Storage | Planned | Nymphaea Solar, LLC | Tap 345kV 1730 Krum West Swtich - 6111 Riley7B | Wichita | WEST | 2028-07-01 | Q3 2028 | OTH | BA | 61 |  | No
Solar Co-Location | 29INR0243 | Oak Belt Solar | Planned | Oak Belt Solar, LLC | Tap 138 kv (Bus #5506) FurhmanSB8 (Bus #5584) VanderbltSW8 | Victoria | SOUTH | 2029-10-15 | Q4 2029 | SOL | PV | 181 |  | No
Solar Co-Location | 29INR0244 | Oak Belt Storage | Planned | Oak Belt Storage, LLC | Tap 138 kv (Bus #5506) FurhmanSB8 (Bus #5584) VanderbltSW8 | Victoria | SOUTH | 2029-10-15 | Q4 2029 | OTH | BA | 207 |  | No
Solar Co-Location | 25INR0233 | OCI Cobb Creek ESS | Planned | Hillsboro Solar Project LLC | tap 345kV 1907 Venus - 68090 Sam Sw | Hill | NORTH | 2027-12-31 | Q4 2027 | OTH | BA | 201.6 | 2024-07-24 | Yes
Solar Co-Location | 25INR0229 | OCI Cobb Creek Solar | Planned | Hillsboro Solar Project LLC | tap 345kV 1907 Venus - 68090 Sam Sw | Hill | NORTH | 2027-12-31 | Q4 2027 | SOL | PV | 203.1 | 2024-07-24 | Yes
Solar Co-Location | 22INR0330 | Old Aqueduct Batt | Planned | Old Aqueduct LLC | 23920 Blackwater 345kV | Hale | PANHANDLE | 2028-06-01 | Q2 2028 | OTH | BA | 302.94 |  | No
Solar Co-Location | 22INR0462 | Old Aqueduct Solar | Planned | Old Aqueduct Solar | 23920 Blackwater 345kV | Hale | PANHANDLE | 2028-06-01 | Q2 2028 | SOL | PV | 511.63 |  | No
Solar Co-Location | 26INR0255 | Operation Sunshine | Planned | Duck Creek Solar, LLC | 7077 Amos Creek 345kV | Concho | WEST | 2028-03-12 | Q1 2028 | SOL | PV | 603.2 | 2025-08-27 | Yes
Solar Co-Location | 26INR0357 | Operation Sunshine Storage | Planned | Duck Creek Storage, LLC | 7077 Amos Creek 345kV | Concho | WEST | 2028-03-12 | Q1 2028 | OTH | BA | 409.8 | 2025-08-27 | Yes
Solar Co-Location | 24INR0103 | Opuntia Solar SLF | Planned | Opuntia Solar, LLC | tap 138kV 5607 Warburton - 8912 Medio Creek | Refugio | COASTAL | 2028-03-10 | Q1 2028 | SOL | PV | 102.04 |  | No
Solar Co-Location | 24INR0197 | Opuntia Storage SLF | Planned | Opuntia Solar, LLC | tap 138 kV 5607 Warburton - 8912 Medio Creek | Refugio | COASTAL | 2028-03-10 | Q1 2028 | OTH | BA | 0 |  | No
Solar Co-Location | 23INR0331 | Orange Grove BESS | Planned | Talitha Energy Project, LLC | 5660 Orange Grove Switching Station 138 kV | Jim Wells | SOUTH | 2027-04-30 | Q2 2027 | OTH | BA | 61.39 | 2022-11-30 | Yes
Solar Co-Location |  | Orange Grove Solar | Operational |  | 5660 Orange Grove 138kV | Jim Wells | SOUTH |  | Q1 1900 | SOL | PV | 130.6
Solar Co-Location | 24INR0109 | Oriana BESS | Planned | Oriana Solar LLC | Tap 138kV 5502 Rayburn - 5584 Vanderbilt | Victoria | SOUTH | 2028-10-30 | Q4 2028 | OTH | BA | 60.3 | 2023-02-27 | Yes
Solar Co-Location | 24INR0093 | Oriana Solar | Planned | Oriana Solar LLC | Tap 138kV 5502 Rayburn - 5584 Vanderbilt | Victoria | SOUTH | 2025-11-15 | Q4 2025 | SOL | PV | 181 | 2023-02-27 | Yes | 2025-07-25 | Q3 2025 | 2025-08-06
Solar Co-Location | 28INR0009 | Oriole BES | Planned | Rolling Plains Solar | Tap 345kV 6076 Foxtail - 60791 Perigee | Knox | WEST | 2028-12-29 | Q4 2028 | OTH | BA | 150.39 |  | No
Solar Co-Location | 28INR0008 | Oriole Solar | Planned | Rolling Plains Solar | Tap 345kV 6076 Foxtail - 60791 Perigee | Knox | WEST | 2028-12-29 | Q4 2028 | SOL | PV | 503.91 |  | No
Solar Co-Location |  | Outpost Solar | Operational |  | Tap 345kV 80219 Lobo - 5709 Fowlerton | Webb | SOUTH |  | Q1 1900 | SOL | PV | 517.3
Solar Co-Location | 23INR0209 | Outpost Storage | Planned | Hecate Energy Outpost Storage LLC | Tap 345kV 80219 Lobo - 5709 Fowlerton | Webb | SOUTH | 2028-03-01 | Q1 2028 | OTH | BA | 508.1 |  | No
Solar Co-Location | 26INR0117 | Oyster Creek Solar I SLF | Planned | Oyster Creek Solar 1, LLC | Tap 138kV 42110 Angleton - 42050 Clute | Brazoria | COASTAL | 2027-09-30 | Q3 2027 | SOL | PV | 0 |  | No
Solar Co-Location | 26INR0118 | Oyster Creek Storage I SLF | Planned | Oyster Creek Solar 1, LLC | Tap 138kV 42110 Angleton - 42050 Clute | Brazoria | COASTAL | 2027-09-30 | Q3 2027 | OTH | BA | 0 |  | No
Solar Co-Location | 27INR0147 | Paloma Energy Center | Planned | Harrison Street Development, LLC | Tap 138 kV 57640 Rock Island - 57639 Sheridan | Colorado | SOUTH | 2027-06-01 | Q2 2027 | SOL | PV | 193.8 |  | No
Solar Co-Location | 27INR0148 | Paloma Energy Center BESS | Planned | Harrison Street Development, LLC | Tap 138kV 57640 Rock Island - 57639 Sheridan | Colorado | SOUTH | 2027-06-01 | Q2 2027 | OTH | BA | 53.6 |  | No
Solar Co-Location | 29INR0056 | Palomino Solar | Planned | Palomino Renewables | Tap 345kV 1695 Monticello - 1697 Sulphur Springs | Hopkins | NORTH | 2028-12-31 | Q4 2028 | SOL | PV | 301.2 |  | No
Solar Co-Location | 29INR0057 | Palomino Storage | Planned | Palomino Renewables | Tap 345kV 1695 Monticello - 1697 Sulphur Springs | Hopkins | NORTH | 2028-12-31 | Q4 2028 | OTH | BA | 152.5 |  | No
Solar Co-Location | 26INR0229 | Pamplona Solar | Planned | Karol Solar III | Tap 138 kV 44740 WALLIS_S65_8 - 44700 GEBHRT_X65B8 Ckt#65 | Austin | SOUTH | 2028-10-17 | Q4 2028 | SOL | PV | 42.38 |  | No
Solar Co-Location | 28INR0226 | Pamplona Storage | Planned | Karol Solar V | Tap 138 kV 44740 WALLIS_S65_8 - 44700 GEBHRT_X65B8 Ckt#65 | Austin | SOUTH | 2028-10-17 | Q4 2028 | OTH | BA | 153.88 |  | No
Solar Co-Location | 27INR0022 | Panhandle Flagship Solar 1 | Planned | Panhandle Solar Group Operating Company LLC | 345 kV Railhead Substation (RAILHEAD #79005) | Carson | PANHANDLE | 2027-12-01 | Q4 2027 | SOL | PV | 439.4 | 2025-08-28 | No
Solar Co-Location | 27INR0023 | Panhandle Flagship Solar 2 | Planned | Panhandle Solar Group Operating Company LLC | 345 kV Railhead Substation (RAILHEAD #79005). Station 2 (27INR0023) connects to Station 1 (27INR0022 & 27INR0025) via a 4.9 mile internal tie line. Station 1 (27INR0022 & 27INR0025) connects to POIB via 22.5 mile tie-line | Hutchinson | PANHANDLE | 2027-12-01 | Q4 2027 | SOL | PV | 304.4 | 2025-08-28 | No
Solar Co-Location | 27INR0024 | Panhandle Flagship Solar 3 | Planned | Panhandle Solar Group Operating Company LLC | 345 kV Railhead Substation (RAILHEAD #79005).Station 3 (27INR0024) connects to Station 2 (27INR0023) via a 4.4 mile internal tie line. Station 2 connects to Station 1 (27INR0022 & 27INR0025) via a 4.9 mile internal tie line. Station 1 connects to POI | Hutchinson | PANHANDLE | 2027-12-01 | Q4 2027 | SOL | PV | 260.3 | 2025-08-28 | No
Solar Co-Location | 27INR0025 | Panhandle Flagship Storage | Planned | Panhandle Solar Group Operating Company LLC | 345 kV Railhead Substation (RAILHEAD #79005) | Carson | PANHANDLE | 2027-12-01 | Q4 2027 | OTH | BA | 371.7 | 2025-08-28 | No
Solar Co-Location | 21INR0349 | Pearl Crescent Solar | Planned | RWE Solar Development, LLC | Rock Island (57640) 138kV | Colorado | SOUTH | 2026-12-08 | Q4 2026 | SOL | PV | 208.35 |  | No
Solar Co-Location | 21INR0470 | Pearl Crescent Storage | Planned | RWE Solar Development, LLC | Rock Island (57640) 138kV | Colorado | SOUTH | 2026-12-15 | Q4 2026 | OTH | BA | 50.26 |  | No
Solar Co-Location | 23INR0206 | PEREGRINE BESS | Planned | CED Development Inc. | tap 345kV 8624 Grissom - 8164 Coleto Creek | Goliad | SOUTH | 2027-07-01 | Q3 2027 | OTH | BA | 150 |  | No
Solar Co-Location | 25INR0078 | Peregrine BESS 2 | Planned | CED Development Inc. | 8673 RAPTOR7A 345kV | Goliad | SOUTH | 2027-07-01 | Q3 2027 | OTH | BA | 150 |  | No
Solar Co-Location |  | Peregrine Solar | Operational |  | tap 345kV 8624 Grissom – 8164 Coleto Creek | Goliad | SOUTH |  | Q1 1900 | SOL | PV | 301.3
Solar Co-Location | 24INR0121 | PHOTO BESS 1 | Planned | CED Development Inc. | 5885 Downie 138kV | Uvalde | SOUTH | 2027-09-01 | Q3 2027 | OTH | BA | 75 |  | No
Solar Co-Location | 24INR0122 | PHOTO BESS 2 | Planned | CED Development Inc. | 5885 Downie 138kV | Uvalde | SOUTH | 2027-09-01 | Q3 2027 | OTH | BA | 150 |  | No
Solar Co-Location | 24INR0380 | Photo BESS 3 | Planned | CED Development Inc. | 5885 Downie Substation 138kV | Uvalde | SOUTH | 2027-09-01 | Q3 2027 | OTH | BA | 100 |  | No
Solar Co-Location | 25INR0194 | Photo Solar 1 | Planned | CED Development Inc. | 5885 Downie 138kV | Uvalde | SOUTH | 2027-05-31 | Q2 2027 | SOL | PV | 150 |  | No
Solar Co-Location | 25INR0195 | Photo Solar 2 | Planned | CED Development Inc. | 5885 Downie 138kV | Uvalde | SOUTH | 2027-05-31 | Q2 2027 | SOL | PV | 300 |  | No
Solar Co-Location | 26INR0725 | PHOTON BESS REPOWERING | Planned | GulfStar Power, LLC | 44880 Waterh_POI_5 345kV | Wharton | SOUTH | 2027-01-15 | Q1 2027 | OTH | BA | 0 |  | No
Solar Co-Location | 26INR0718 | PHOTON SOLAR REPOWERING | Planned | GulfStar Power, LLC | 44880 Waterh_POI_5 345kV | Wharton | SOUTH | 2027-01-13 | Q1 2027 | SOL | PV | 0 | 2021-02-25 | No
Solar Co-Location | 25INR0169 | Piedra BESS | Planned | Piedra Solar, LLC | Tap 345-kV line Navarro (68091) – Limestone (46020) | Freestone | NORTH | 2026-12-22 | Q4 2026 | OTH | BA | 103.65 | 2024-07-02 | Yes
Solar Co-Location | 25INR0168 | Piedra Solar | Planned | Piedra Solar, LLC | Tap 345-kV line Navarro (68091) – Limestone (46020)) | Freestone | NORTH | 2026-12-22 | Q4 2026 | SOL | PV | 281.7 | 2024-07-02 | Yes
Solar Co-Location | 24INR0010 | Pinnington Solar | Planned | Hecate Energy Longhorn Solar LLC | 1506 Long Hollow Switch 345kV | Jack | NORTH | 2026-04-30 | Q2 2026 | SOL | PV | 653.7 | 2023-11-02 | Yes | 2025-10-10 | Q4 2025 | 2025-10-22
Solar Co-Location | 24INR0011 | Pinnington Storage | Planned | Hecate Energy Longhorn Storage LLC | tap both 345kV 1430 Graham - 1436 Parker 345kV lines | Jack | NORTH | 2029-04-20 | Q2 2029 | OTH | BA | 502.67 |  | No
Solar Co-Location | 24INR0086 | Pisgah Ridge Solar 2 | Planned | Pisgah Ridge Solar 2, LLC | Tap 345kV 68091 Navarro - 46020 Limestone | Navarro | NORTH | 2026-12-01 | Q4 2026 | SOL | PV | 101.89 |  | No
Solar Co-Location | 24INR0087 | Pisgah Ridge Storage 3 | Planned | Pisgah Ridge 3, LLC | Tap 345kV 68091 Navarro - 46020 Limestone | Navarro | NORTH | 2026-12-01 | Q4 2026 | OTH | BA | 101.36 |  | No
Solar Co-Location | 24INR0375 | Possum Kingdom BESS | Planned | PK Solar, LLC | Tap 345kV 1421 Willow Creek – 11523 Thomas Price | Jack | NORTH | 2027-10-29 | Q4 2027 | OTH | BA | 200.86 |  | No
Solar Co-Location | 24INR0118 | Possum Kingdom Solar | Planned | PK Solar, LLC | Tap 345kV 1421 Willow Creek Switch – 11523 Thomas Price | Jack | NORTH | 2027-10-29 | Q4 2027 | SOL | PV | 262.22 |  | No
Solar Co-Location | 24INR0056 | Pradera Solar | Planned | Pradera Solar, LLC | tap 345 kV Lobo (80219) - Fowlerton (5709) | Webb | SOUTH | 2027-03-31 | Q1 2027 | SOL | PV | 118 |  | No
Solar Co-Location | 23INR0183 | Pradera Storage | Planned | Pradera Storage, LLC | tap 345 kV Lobo 80219 - Fowlerton 5709 ckt #2 | Webb | SOUTH | 2027-03-31 | Q1 2027 | OTH | BA | 153.11 |  | No
Solar Co-Location | 28INR0423 | Prairie Branch BESS | Planned | Prairie Branch Energy, LLC | Tap 345kV #1730 Krum West - #6111 Riley Ckt 1 | Montague | NORTH | 2028-06-24 | Q2 2028 | OTH | BA | 310.16 |  | No
Solar Co-Location | 28INR0422 | Prairie Branch Solar | Planned | Prairie Branch Solar | Tap 345kV #1730 Krum West - #6111 Riley Ckt 1 | Montague | NORTH | 2028-06-24 | Q2 2028 | SOL | PV | 301.14 |  | No
Solar Co-Location | 25INR0608 | Proteus London-Leigh Solar SLF | Planned | London Leigh Solar, LLC | 345kV Bernoulli (bus # 59907) | Glasscock | WEST | 2028-09-30 | Q3 2028 | SOL | PV | 600 |  | No
Solar Co-Location | 25INR0609 | Proteus London-Leigh Storage SLF | Planned | London Leigh Solar, LLC | Bernoulli (bus # 59907) | Glasscock | WEST | 2028-09-30 | Q3 2028 | OTH | BA | 0 |  | No
Solar Co-Location | 25INR0606 | Proteus Thornton Ranch Solar SLF | Planned | Thornton Ranch Solar, LLC | 37990 TNSTAGHORN1 138kV | Ward | WEST | 2027-09-30 | Q3 2027 | SOL | PV | 180 |  | No
Solar Co-Location | 25INR0607 | Proteus Thornton Ranch Storage SLF | Planned | Thornton Ranch Solar, LLC | 37990 TNSTAGHORN1 138kV | Ward | WEST | 2027-09-30 | Q3 2027 | OTH | BA | 0 |  | No
Solar Co-Location | 25INR0377 | Proteus Vernon Solar SLF | Planned | Vernon Solar and Storage LLC (a Delaware LLC) | 6060 Vernon 138kV | Wilbarger | WEST | 2028-05-31 | Q2 2028 | SOL | PV | 75 |  | No
Solar Co-Location | 25INR0416 | Proteus Vernon Storage SLF | Planned | Vernon Solar and Storage LLC (a Delaware LLC) | 6060 Vernon 138kV | Wilbarger | WEST | 2026-12-31 | Q4 2026 | OTH | BA | 0 |  | No
Solar Co-Location | 26INR0159 | Proving Ground BESS | Planned | Lantana Solar LLC | Tap 138kV 6500 Live Oak - 6490 Santiago | Schleicher | WEST | 2028-06-30 | Q2 2028 | OTH | BA | 51.4 |  | No
Solar Co-Location | 26INR0150 | Proving Ground Solar | Planned | Lantana Solar LLC | Tap 138 kV Live Oak (6500) - Santiago (6490) | Schleicher | WEST | 2028-06-30 | Q2 2028 | SOL | PV | 82.1 |  | No
Solar Co-Location | 21INR0207 | Quantum Solar | Planned | IP QUANTUM II, LLC | 60089 Kilby Station 345kV | Haskell | WEST | 2026-06-01 | Q2 2026 | SOL | PV | 321.66 | 2023-10-26 | Yes
Solar Co-Location | 26INR0310 | Quantum Storage | Planned | IP Quantum II BESS, LLC | 60089 Kilby Switching Station 345kV | Haskell | WEST | 2026-06-01 | Q2 2026 | OTH | BA | 321.75 | 2023-10-26 | Yes
Solar Co-Location |  | Radian Solar | Operational |  | 345 kV Brown Switch (Bus# 1444) | Brown | NORTH |  | Q1 1900 | SOL | PV | 327.42
Solar Co-Location | 24INR0631 | Radian Storage SLF | Planned | IP Radian BESS, LLC | 345 kV Brown Switch (Bus# 1444) | Brown | NORTH | 2026-01-20 | Q1 2026 | OTH | BA | 0 | 2024-06-20 | Yes | 2025-03-24 | Q1 2025 | 2025-04-07
Solar Co-Location | 32INR0002 | Radiant Plains Energy Center Solar | Planned | Adapture Solar Development | 7254 Weimar 138 kV | Colorado | SOUTH | 2029-12-27 | Q4 2029 | SOL | PV | 100 |  | No
Solar Co-Location | 30INR0045 | Radiant Plains Energy Center BESS | Planned | Adapture Solar Development | 7254 Weimar 138 kV | Colorado | SOUTH | 2029-12-27 | Q4 2029 | OTH | BA | 100 |  | No
Solar Co-Location | 27INR0249 | Raghorn Solar SLF | Planned | Raghorn Solar LLC | Tap 69kV #5654 San Diego - #5658 Orange Grove | Jim Wells | SOUTH | 2027-05-31 | Q2 2027 | SOL | PV | 91.9 |  | No
Solar Co-Location | 27INR0259 | Raghorn Storage SLF | Planned | Raghorn Storage LLC | Tap 69kV #5654 San Diego - #5658 Orange Grove | Jim Wells | SOUTH | 2027-05-31 | Q2 2027 | OTH | BA | 0 |  | No
Solar Co-Location | 27INR0288 | Rain Lily Solar 1 | Planned | Rain Lily Solar 1 LLC | Tap 138kV #350 ABBYBEND - #363 HOOD | Hood | NORTH | 2028-10-15 | Q4 2028 | SOL | PV | 147.76 |  | No
Solar Co-Location | 27INR0285 | Rain Lily Storage 1 | Planned | Rain Lily Storage One, LLC | Tap 138kV #350 ABBYBEND - #363 HOOD | Hood | NORTH | 2028-10-15 | Q4 2028 | OTH | BA | 105.6 |  | No
Solar Co-Location | 29INR0178 | Rattlesnake Gap Solar SLF | Planned | ET Fuels US Inc. | 10119 Tributary Switch 138 kV | Howard | WEST | 2029-06-01 | Q2 2029 | SOL | PV | 93 |  | No
Solar Co-Location | 29INR0179 | Rattlesnake Gap Storage SLF | Planned | ET Fuels US Inc. | 10119 Tributary Switch 138 kV | Howard | WEST | 2029-06-01 | Q2 2029 | OTH | BA | 0 |  | No
Solar Co-Location | 22INR0244 | Razorbill Solar | Planned | RWE Solar Development, LLC | tap 345kV 5915 STP to 44200 Hillje 345kV Ckt 64 | Matagorda | COASTAL | 2027-12-15 | Q4 2027 | SOL | PV | 240 |  | No
Solar Co-Location | 22INR0382 | Razorbill Storage | Planned | RWE Solar Development, LLC | tap 345kV 5915 STP to 44200 Hillje 345kV Ckt 64 | Matagorda | COASTAL | 2027-12-15 | Q4 2027 | OTH | BA | 120 |  | No
Solar Co-Location | 26INR0196 | Realitos Solar SLF | Planned | Mesquite Creek LLC | Bruni (#8297) – Crestonio (#8695) 138 kV line; AEP | Duval | SOUTH | 2028-12-15 | Q4 2028 | SOL | PV | 150.49 |  | No
Solar Co-Location | 26INR0195 | Realitos Storage SLF | Planned | Mesquite Creek LLC | Bruni (#8297) – Crestonio (#8695) 138 kV line; AEP | Duval | SOUTH | 2028-12-15 | Q4 2028 | OTH | BA | 0 |  | No
Solar Co-Location | 27INR0279 | Red Hollow Renewable Energy BESS SLF | Planned | Red Hollow Renewable Energy LLC | Tap 345kV 1422 Bowman - 17002 Garvey Road | Archer | WEST | 2028-04-10 | Q2 2028 | OTH | BA | 0 |  | No
Solar Co-Location | 28INR0088 | Red Hollow Renewable Energy Solar SLF | Planned | Red Hollow Renewable Energy LLC | Tap 345kV (Bus# 1422) Bowman - (Bus# 17002) Garvey Road | Archer | WEST | 2028-04-10 | Q2 2028 | SOL | PV | 308.61 |  | No
Solar Co-Location | 21INR0022 | Red Holly Solar | Planned | GreenGo Energy | tap 345kV 59900 Longdraw - 79641 Farmland | Dawson | WEST | 2027-06-01 | Q2 2027 | SOL | PV | 260 | 2020-10-19 | No
Solar Co-Location | 21INR0033 | Red Holly Storage | Planned | GreenGo Energy | tap 345kV 59900 Longdraw - 79641 Farmland | Dawson | WEST | 2028-05-30 | Q2 2028 | OTH | BA | 50 | 2020-10-19 | No
Solar Co-Location | 21INR0029 | Red Holly Storage 1 | Planned | GreenGo Energy | tap 345kV 59900 Longdraw - 79641 Farmland | Dawson | WEST | 2028-05-30 | Q2 2028 | OTH | BA | 50 | 2020-10-19 | No
Solar Co-Location | 27INR0125 | RedSun BESS | Planned | Gransolar Texas Twenty Two | Existing Line from Substation Name: Burnet (PSSE#7100) to Substation Name: Bertram (PSSE#7520) | Burnet | SOUTH | 2027-06-15 | Q2 2027 | OTH | BA | 84.04 |  | No
Solar Co-Location | 27INR0124 | RedSun Solar | Planned | Gransolar Texas Twenty Two | Tap 138kV 7100 Burnet - 7529 Bertram | Burnet | SOUTH | 2027-06-15 | Q2 2027 | SOL | PV | 82.55 | 2025-09-25 | No
Solar Co-Location | 28INR0332 | Reunion Solar | Planned | Reunion Solar, LLC | Tap 345kV #60504 Tesla Road to #6111 Riley | Wilbarger | WEST | 2028-07-01 | Q3 2028 | SOL | PV | 600.9 |  | No
Solar Co-Location | 28INR0333 | Reunion Storage | Planned | Reunion Solar, LLC | Tap 345kV #60504 Tesla Road to #6111 Riley | Wilbarger | WEST | 2028-07-01 | Q3 2028 | OTH | BA | 200.3 |  | No
Solar Co-Location | 28INR0260 | Rio Vista Solar | Planned | Rio Vista Solar, LLC | Tap 138kV #60393 PigCreek4A – #60385 Solstice4A | Pecos | WEST | 2028-10-16 | Q4 2028 | SOL | PV | 553.66 |  | No
Solar Co-Location | 28INR0261 | Rio Vista Storage | Planned | Rio Vista Storage, LLC | Tap 138kV #60393 Pigcreek4A – #60385 Solstice4A | Pecos | WEST | 2028-10-16 | Q4 2028 | OTH | BA | 103.37 |  | No
Solar Co-Location | 28INR0132 | River Boat Solar | Planned | Champion Creek Solar, LLC | Tap 345kV 10053 Cattlemen 5 - 76030 Gasconades Creek | Mitchell | WEST | 2028-09-25 | Q3 2028 | SOL | PV | 502.2 |  | No
Solar Co-Location | 28INR0133 | River Boat Storage | Planned | Champion Creek Storage, LLC | Tap 345kV 10053 Cattlemen 5 - 76030 Gasconades Creek | Mitchell | WEST | 2028-09-25 | Q3 2028 | OTH | BA | 207.02 |  | No
Solar Co-Location | 25INR0297 | RIVERBEND SOLAR SLF | Planned | Riverbend Renewables, LLC | TAP 345 KV LINE FROM TRADINGHOUSE (#3405) TO TEMPLE PECAN CREEK (#3412) SUBSTATIONS | Falls | NORTH | 2027-12-31 | Q4 2027 | SOL | PV | 301.6 |  | No
Solar Co-Location | 25INR0311 | RIVERBEND STORAGE SLF | Planned | Riverbend Renewables, LLC | TAP 345 KV LINE FROM TRADINGHOUSE (#3405) TO TEMPLE PECAN CREEK (#3412) SUBSTATIONS | Falls | NORTH | 2027-12-31 | Q4 2027 | OTH | BA | 0 |  | No
Solar Co-Location | 23INR0232 | Rocinante BESS | Planned | Brush Country Solar Project, LLC | tap 138kV 7595 Deer Creek - 7621 Nixon | Gonzales | SOUTH | 2027-03-16 | Q1 2027 | OTH | BA | 33.17 | 2022-04-25 | Yes
Solar Co-Location | 23INR0231 | Rocinante Solar | Planned | Brush Country Solar Project, LLC | tap 138kV 7595 Deer Creek - 7621 Nixon | Gonzales | SOUTH | 2027-03-16 | Q1 2027 | SOL | PV | 95.29 | 2022-04-25 | Yes
Solar Co-Location | 24INR0041 | Rock N' Roll Solar SLF | Planned | Rock N’ Roll Solar, LLC | tap 138kV 44600 Rosharon - 44531 Winmil | Brazoria | COASTAL | 2027-08-30 | Q3 2027 | SOL | PV | 151.97 |  | No
Solar Co-Location | 24INR0234 | Rock N' Roll Storage SLF | Planned | Rock N’ Roll Solar, LLC | tap 138kV 44600 Rosharon - 44531 Winmil | Brazoria | COASTAL | 2027-05-02 | Q2 2027 | OTH | BA | 0 |  | No
Solar Co-Location | 24INR0235 | Rock N' Roll Storage Two | Planned | Rock N’ Roll Solar, LLC | tap 138kV 44600 Rosharon - 44531 Winmil | Brazoria | COASTAL | 2027-08-30 | Q3 2027 | OTH | BA | 206 |  | No
Solar Co-Location | 24INR0040 | Rosebud Solar SLF | Planned | Rosebud Solar, LLC | Tap 69kV 67 BAGGINS - 69 BARCLAY | Falls | NORTH | 2028-01-15 | Q1 2028 | SOL | PV | 130 |  | No
Solar Co-Location | 25INR0341 | Rosebud Storage SLF | Planned | Rosebud Storage, LLC | Tap 69 kV 67 BAGGINS - 69 BARCLAY | Falls | NORTH | 2028-01-15 | Q1 2028 | OTH | BA | 0 |  | No
Solar Co-Location | 26INR0155 | Ross Solar | Planned | S&S Renewables, LLC | tap 345kV 8249 Angstrom – 8676 Static | Refugio | COASTAL | 2027-07-31 | Q3 2027 | SOL | PV | 1025.57 | 2024-06-27 | No
Solar Co-Location | 26INR0156 | Ross Storage | Planned | S&S Renewables, LLC | tap the 345 kV Angstrom (#8249) – Static (#8676) line; AEP | Refugio | COASTAL | 2027-07-31 | Q3 2027 | OTH | BA | 510.99 | 2024-06-27 | No
Solar Co-Location | 24INR0187 | Rowdy Creek BESS | Planned | Rowdy Creek Solar LLC | Tap 345kV 1692 Paris Switch – 1690 Valley SES | Lamar | NORTH | 2027-04-01 | Q2 2027 | OTH | BA | 175.89 | 2025-05-02 | Yes
Solar Co-Location | 24INR0186 | Rowdy Creek Solar | Planned | Rowdy Creek Solar LLC | Tap 345kV 1692 Paris Switch – 1690 Valley SES | Lamar | NORTH | 2027-04-01 | Q2 2027 | SOL | PV | 351.78 | 2025-05-02 | Yes
Solar Co-Location | 26INR0470 | Roxton Solar | Planned | Roxton Solar, LLC | Tap 138 KV Bois Pump (1835) - Brookston (1833) | Lamar | NORTH | 2028-02-18 | Q1 2028 | SOL | PV | 116.8 |  | No
Solar Co-Location | 26INR0469 | Roxton Storage | Planned | Roxton Solar, LLC | Tap 138 KV Bois Pump (1835) - Brookston (1833) | Lamar | NORTH | 2028-02-18 | Q1 2028 | OTH | BA | 102 |  | No
Solar Co-Location | 27INR0350 | Saddle Horn Station BESS SLF | Planned | Saddle Horn Station BESS LLC | tap 138kV 1650 COMANCHE_T8 - 290SHILOHC | Comanche | NORTH | 2028-09-11 | Q3 2028 | OTH | BA | 177.41 |  | No
Solar Co-Location | 27INR0351 | Saddle Horn Station Solar SLF | Planned | Saddle Horn Station LLC | 1650 COMANCHE_T8 - 290 SHILOHC 138 kV Line | Comanche | NORTH | 2028-09-11 | Q3 2028 | SOL | PV | 174.64 |  | No
Solar Co-Location | 26INR0277 | Salt-Lick Solar | Planned | Salt-Lick Solar, LLC | Elcor_8 bus # 11198 | Culberson | WEST | 2028-06-01 | Q2 2028 | SOL | PV | 453 |  | No
Solar Co-Location | 28INR0134 | Salt-Lick Storage | Planned | Salt-Lick Storage, LLC | 11198 Elcor_8 138 KV | Culberson | WEST | 2028-06-01 | Q2 2028 | OTH | BA | 155.3 |  | No
Solar Co-Location | 28INR0185 | San Gabriel Solar | Planned | San Gabriel Solar LLC | Tap 138 kV 3750 Vosslake - 3749 Buckholts | Milam | SOUTH | 2028-07-01 | Q3 2028 | SOL | PV | 255 |  | No
Solar Co-Location | 28INR0191 | San Gabriel Storage | Planned | San Gabriel Solar LLC | Tap 138 kV 3750 Vosslake - 3749 Buckholts | Milam | SOUTH | 2028-07-01 | Q3 2028 | OTH | BA | 127.5 |  | No
Solar Co-Location | 26INR0318 | Sandford Solar | Planned | BT Sandford Solar, LLC | Tap 345kV Bird Dog (Bus #11736) - Jacksboro (Bus #1429) | Wise | NORTH | 2028-08-15 | Q3 2028 | SOL | PV | 126.18 |  | No
Solar Co-Location | 26INR0319 | Sandford Storage | Planned | BT Sandford Solar, LLC | Tap 345kV Bird Dog (Bus #11736) - Jacksboro (Bus #1429) | Wise | NORTH | 2028-08-15 | Q3 2028 | OTH | BA | 100.93 |  | No
Solar Co-Location | 27INR0251 | Sayle Solar SLF | Planned | Sayle Solar LLC | Tap 69kV #5522 Edna - #5518 El Toro SW | Jackson | SOUTH | 2027-05-31 | Q2 2027 | SOL | PV | 122.4 |  | No
Solar Co-Location | 27INR0260 | Sayle Storage SLF | Planned | Sayle Storage LLC | Tap 69kV #5522 Edna - #5518 El Toro SW | Jackson | SOUTH | 2027-05-31 | Q2 2027 | OTH | BA | 122.3 |  | No
Solar Co-Location | 27INR0020 | SCOTT CROSSING SOLAR SLF | Planned | FRESH AIR ENERGY II, LLC | Tap 345kV 60514 Clear Crossing - 60507 | Haskell | WEST | 2027-09-01 | Q3 2027 | SOL | PV | 364.14 |  | No
Solar Co-Location | 27INR0038 | SCOTT CROSSING STORAGE SLF | Planned | FRESH AIR ENERGY II, LLC | Tap 345kV 60514 Clear Crossing - 60507 Pendulo | Haskell | WEST | 2027-09-01 | Q3 2027 | OTH | BA | 0 |  | No
Solar Co-Location | 26INR0311 | Senator Aggreko Solar | Planned | Senator Aggreko Solar LLC | 138 kV Sunglow Substation (#78016) | Maverick | SOUTH | 2026-10-31 | Q4 2026 | SOL | PV | 251 |  | No
Solar Co-Location | 26INR0312 | Senator Aggreko Storage | Planned | Senator Aggreko Storage LLC | 138 kV Sunglow Substation (#78016) | Maverick | SOUTH | 2026-10-31 | Q4 2026 | OTH | BA | 153.1 |  | No
Solar Co-Location | 26INR0147 | Seven Springs Solar | Planned | Hancock Springs, LLC | Tap 7061 COPPERAS COVE 7260 Kempner 138kV | Lampasas | NORTH | 2028-05-26 | Q2 2028 | SOL | PV | 145 | 2025-08-28 | Yes
Solar Co-Location | 26INR0489 | Seven Springs Storage | Planned | Hancock Reservoir, LLC | Tap 7061 Copperas Cove to 7260 Kempner 138 kV | Lampasas | NORTH | 2028-05-16 | Q2 2028 | OTH | BA | 170.51 |  | No
Solar Co-Location | 24INR0555 | Shaula I BESS | Planned | Shaula Energy Project LLC | 5380 Shaula 345kV | DeWitt | SOUTH | 2025-12-31 | Q4 2025 | OTH | BA | 205.77 |  | No
Solar Co-Location | 22INR0251 | Shaula I Solar | Planned | Shaula Energy Project, LLC | tap 345kV 5133 Elm Creek - 5915 SO TEX ckt 1 | DeWitt | SOUTH | 2026-03-31 | Q1 2026 | SOL | PV | 205.2 | 2022-02-16 | Yes
Solar Co-Location | 22INR0267 | Shaula II Solar | Planned | Shaula Energy Project II, LLC | tap 345kV 5133 Elm Creek - 5915 SO TEX ckt 1 | DeWitt | SOUTH | 2026-05-30 | Q2 2026 | SOL | PV | 205.2 | 2022-04-27 | Yes
Solar Co-Location | 23INR0009 | Shaula III Solar | Planned | Shaula Energy Project III, LLC | tap 345kV 5133 Elm Creek - 5915 SO TEX ckt 1 | DeWitt | SOUTH | 2025-12-24 | Q4 2025 | SOL | PV | 205.2 |  | No
Solar Co-Location | 27INR0029 | Short Creek BESS | Planned | Wichita Solar I, LLC | Tap 345kV 6101 Riley - 1425 Fisher Road Switch Ckt 1 | Wichita | WEST | 2027-12-17 | Q4 2027 | OTH | BA | 155.66 |  | No
Solar Co-Location | 24INR0201 | Short Creek Solar | Planned | Wichita Solar I, LLC | Tap 345kV 6101 Riley - 1425 Fisher Road Switch Ckt 1 | Wichita | WEST | 2027-12-17 | Q4 2027 | SOL | PV | 628.33 | 2024-10-02 | Yes
Solar Co-Location | 27INR0186 | Silver Dollar Solar | Planned | Silver Dollar Solar Project, LLC | Tap 345 kV Big Brown 3380 to Navarro 68091 ckt#2 | Freestone | NORTH | 2028-04-28 | Q2 2028 | SOL | PV | 301.9 |  | No
Solar Co-Location | 27INR0187 | Silver Dollar Storage | Planned | Silver Dollar Solar Project, LLC | Tap 345 kV Big Brown 3380 to Navarro 68091 ckt#2 | Freestone | NORTH | 2028-04-28 | Q2 2028 | OTH | BA | 153.1 |  | No
Solar Co-Location | 28INR0125 | Silverbell Solar | Planned | Silverbell Energy Center, LLC | Tap 138kV Rivercrest SES 1780 - Deport REA 1768 | Red River | NORTH | 2028-09-30 | Q3 2028 | SOL | PV | 125.59 |  | No
Solar Co-Location | 28INR0124 | Silverbell Storage | Planned | Silverbell Energy Center, LLC | Tap 138kV Rivercrest SES 1780 - Deport REA 1768 | Red River | NORTH | 2028-09-30 | Q3 2028 | OTH | BA | 129.18 |  | No
Solar Co-Location | 21INR0265 | Sisters Solar | Planned | Oberon Solar LLC | tapping the 345 kV line connecting Moss Switch (Bus# 1018) to Wolf Switching Station (Bus# 11010) | Ector | WEST | 2027-05-31 | Q2 2027 | SOL | PV | 301.6 | 2025-07-01 | Yes
Solar Co-Location | 28INR0177 | Sisters Solar II | Planned | Oberon Solar III, LLC | tap 345kV 11010 Wolf Switching Station - 10012 Meteor | Ector | WEST | 2028-12-15 | Q4 2028 | SOL | PV | 205.54 |  | No
Solar Co-Location | 21INR0482 | Sisters Storage | Planned | 174 Power Global Properties | tapping the 345 kV line connecting Moss Switch (Bus# 1018) to Wolf Switching Station (Bus# 11010) | Ector | WEST | 2027-05-31 | Q2 2027 | OTH | BA | 208.89 |  | No
Solar Co-Location | 24INR0172 | Smith Lake Solar DC | Planned | Smith Lake Solar | TAP 345 KV 44645 SINGLETON - 44900 ZENITH Ckt #99 | Grimes | NORTH | 2028-12-29 | Q4 2028 | SOL | PV | 402 |  | No
Solar Co-Location | 25INR0045 | Smith Lake Storage DC | Planned | Smith Lake Solar | Tap 345kV 44645 Singleton - 44900 Zenith Ckt #99 | Grimes | NORTH | 2028-12-28 | Q4 2028 | OTH | BA | 65 |  | No
Solar Co-Location | 24INR0450 | Smokey Willie BESS SLF | Planned | Neches Solar, LLC | Tap 138kV 3325 Blackburn Switch – 3272 Palestine | Anderson | NORTH | 2028-09-30 | Q3 2028 | OTH | BA | 0 |  | No
Solar Co-Location | 23INR0439 | Smokey Willie Solar SLF | Planned | Neches Solar, LLC | Tap 138kV 3325 Blackburn Switch – 3272 Palestine | Anderson | NORTH | 2028-09-30 | Q3 2028 | SOL | PV | 201.04 |  | No
Solar Co-Location | 24INR0383 | Soda Lake BESS 2 SLF | Planned | Crane II Solar Electric, LLC | 138 kV Soda Lake (#76026) | Crane | WEST | 2027-12-01 | Q4 2027 | OTH | BA | 205.35 |  | No
Solar Co-Location | 23INR0080 | Soda Lake Solar 2 SLF | Planned | Crane II Solar Electric, LLC | 138 kV Soda Lake (#76026) | Crane | WEST | 2027-12-01 | Q4 2027 | SOL | PV | 201.74 | 2022-03-23 | No
Solar Co-Location | 26INR0241 | Sol Marina Energy Center | Planned | Adapture Solar Development, LLC | Tap 345kV 2427 Watermill - 2466 Big Onion | Ellis | NORTH | 2027-10-29 | Q4 2027 | SOL | PV | 175.3 | 2025-04-25 | Yes
Solar Co-Location | 26INR0242 | Sol Marina Energy Center BESS | Planned | Adapture Solar Development, LLC | Tap 345kV 2427 Watermill - 2466 Big Onion | Ellis | NORTH | 2027-10-29 | Q4 2027 | OTH | BA | 57.15 | 2025-04-25 | Yes
Solar Co-Location | 23INR0031 | Solace Solar | Planned | IP QUANTUM, LLC. | tap 345kV 1430 Graham - 1048 Tonkawas | Haskell | WEST | 2026-06-01 | Q2 2026 | SOL | PV | 321.64 | 2024-01-30 | Yes
Solar Co-Location | 26INR0309 | Solace Storage | Planned | IP Quantum BESS, LLC | tap 345kV 1430 Graham - 1048 Tonkawas | Haskell | WEST | 2026-06-01 | Q2 2026 | OTH | BA | 321.79 | 2025-03-21 | Yes
Solar Co-Location | 28INR0432 | Solarville BESS SLF | Planned | Ville Solar, LLC | Tap 345 kV (#2432)Tri Corner - (#3105) Elkton | Kaufman | NORTH | 2028-09-19 | Q3 2028 | OTH | BA | 0 |  | No
Solar Co-Location | 26INR0086 | Solarville Solar SLF | Planned | Ville Solar, LLC | Tap 345kV #3123 Trinidad Switch – #2432 Tri Corner. | Kaufman | NORTH | 2028-09-19 | Q3 2028 | SOL | PV | 402.86 |  | No
Solar Co-Location | 30INR0037 | Solgen Solar | Planned | Lampasas Hybrid Energy | 7066 Adamsville 138kV | Lampasas | NORTH | 2029-08-30 | Q3 2029 | SOL | PV | 160.2 |  | No
Solar Co-Location | 30INR0038 | Solgen Storage | Planned | Lampasas Hybrid Energy | 7066 Adamsville 138kV | Lampasas | NORTH | 2029-08-30 | Q3 2029 | OTH | BA | 150.3 |  | No
Solar Co-Location | 28INR0269 | Soluce Bravo Solar | Planned | BNPB1, LLC | tap 345kV 1444 BROWN - 11441 CORN TRAIL SW CKT2 | Brown | NORTH | 2028-07-29 | Q3 2028 | SOL | PV | 80.52 |  | No
Solar Co-Location | 28INR0270 | Soluce Bravo Storage | Planned | BNPB1, LLC | tap 345kV 1444 BROWN - 11441 CORN TRAIL SW CKT2 | Brown | NORTH | 2028-07-29 | Q3 2028 | OTH | BA | 301.61 |  | No
Solar Co-Location | 28INR0267 | Soluce Cotton Solar | Planned | CTPB1, LLC | Tap 345kV 59904 COTTONWOOD - 60500 EDITH CLARKE | Cottle | WEST | 2028-07-29 | Q3 2028 | SOL | PV | 202.91 |  | No
Solar Co-Location | 28INR0268 | Soluce Cotton Storage | Planned | CTPB1,LLC | Tap 345kV 59904 COTTONWOOD - 60500 EDITH CLARKE | Cottle | WEST | 2028-07-29 | Q3 2028 | OTH | BA | 201.54 |  | No
Solar Co-Location | 27INR0313 | Spindletop Solar | Planned | Banita Creek Solar LLC | Tap Stryker [3109] - Lufkin [3117] 345 kV line | Nacogdoches | NORTH | 2027-06-30 | Q2 2027 | SOL | PV | 286.04 | 2025-12-29 | No
Solar Co-Location | 27INR0314 | Spindletop Storage | Planned | Banita Creek Solar LLC | Tap 345kV 3109 Stryker - 3117 Lufkin | Nacogdoches | NORTH | 2027-06-30 | Q2 2027 | OTH | BA | 142.57 | 2025-12-26 | No
Solar Co-Location | 25INR0164 | Star Dairy Solar | Planned | Star Dairy Solar LLC | Tap 345kV 1692 PARIS_SW1_5 -- 11699 WOODARD_5 | Lamar | NORTH | 2027-04-03 | Q2 2027 | SOL | PV | 125.61 | 2024-12-09 | No
Solar Co-Location | 25INR0334 | Star Dairy Storage | Planned | Star Dairy Storage | Tap 345kV 1692 PARIS_SW1_5 -- 11699 WOODARD_5 | Lamar | NORTH | 2027-04-03 | Q2 2027 | OTH | BA | 204.93 | 2024-12-09 | No
Solar Co-Location | 28INR0195 | Star Grass Renewable Energy Solar SLF | Planned | Star Grass Renewable Energy LLC | Tap 138kV 6310 Putnam - 3378 Carbon_8 | Eastland | NORTH | 2029-09-14 | Q3 2029 | SOL | PV | 150 |  | No
Solar Co-Location | 28INR0197 | Star Grass Renewable Energy Storage SLF | Planned | Star Grass Renewable Energy LLC | Tap 138kV 6310 Putnam - 3378 Carbon_8 | Eastland | NORTH | 2029-09-14 | Q3 2029 | OTH | BA | 0 |  | No
Solar Co-Location | 25INR0556 | Stargazer BESS | Planned | Stargazer Solar LLC | 44010 WA Parish - 42980 Nash 138 kV | Brazoria | COASTAL | 2027-02-01 | Q1 2027 | OTH | BA | 104.5 |  | No
Solar Co-Location | 25INR0555 | Stargazer Solar | Planned | Stargazer Solar LLC | 44010 WA Parish - 42980 Nash 138 kV Ckt 02 | Brazoria | COASTAL | 2027-02-01 | Q1 2027 | SOL | PV | 157.7 |  | No
Solar Co-Location | 27INR0105 | Starlight Solar | Planned | Mills Tx Solar LLC | tap the 138 kV Goldthwaite (#7070) – San Saba Switch (#77074) | Mills | NORTH | 2027-03-15 | Q1 2027 | SOL | PV | 130.72 |  | No
Solar Co-Location | 27INR0107 | Starlight Storage | Planned | Mills Tx Solar LLC | Tap 138kV 7070 Goldthwaite – 77074 San Saba Switch | Mills | NORTH | 2027-03-15 | Q1 2027 | OTH | BA | 104.66 |  | No
Solar Co-Location | 24INR0440 | Starling Solar | Planned | Starling Solar, LLC | 138-kV Birdhouse (7255) Starling Solar Phase II is a an addition of 42.24MW to the 23INR0035 (solar) filed in 2020. 23INR0181 (storage) was filed in 2021. | Gonzales | SOUTH | 2028-01-28 | Q1 2028 | SOL | PV | 144 |  | No
Solar Co-Location | 23INR0035 | Starling Solar | Planned | Starling Solar, LLC | tap 138kV 7224 Luling - 7245 Gonzales | Gonzales | SOUTH | 2028-01-28 | Q1 2028 | SOL | PV | 144 | 2021-12-03 | Yes
Solar Co-Location | 23INR0181 | Starling Storage | Planned | Starling Storage, LLC | tap 138kV 7224 Luling - 7245 Gonzales | Gonzales | SOUTH | 2027-05-15 | Q2 2027 | OTH | BA | 63.6 | 2023-08-03 | Yes
Solar Co-Location | 20INR0216 | Starr Solar Ranch | Planned | Starr Solar Ranch 1 LLC | 8795 Roma 138kV | Starr | SOUTH | 2025-08-14 | Q3 2025 | SOL | PV | 136.73 | 2020-10-01 | Yes | 2024-10-09 | Q4 2024 | 2024-10-30
Solar Co-Location | 25INR0379 | Starr Storage | Planned | Falcon Lake Storage, LLC | 8795 Roma 138kV | Starr | SOUTH | 2028-03-29 | Q1 2028 | OTH | BA | 0 |  | No
Solar Co-Location | 25INR0497 | Stegall Solar | Planned | BT Martin Solar, LLC | Elliott (Bus #53) to Franklin (Bus #57) 69kV Transmission Line | Robertson | NORTH | 2027-05-30 | Q2 2027 | SOL | PV | 81.57 |  | No
Solar Co-Location | 25INR0498 | Stegall Storage | Planned | BT Martin Solar, LLC | Tap connection to a new switching station on the Elliott (Bus #53) - Franklin (Bus #57) 69 kV Transmission Line | Robertson | NORTH | 2027-05-30 | Q2 2027 | OTH | BA | 50.47 |  | No
Solar Co-Location | 28INR0253 | Stonewall BESS | Planned | Stonewall ESS, LLC | tap 138kV 6150 SPUR4A - 6158 ASPM4A | Stonewall | WEST | 2028-12-29 | Q4 2028 | OTH | BA | 135 |  | No
Solar Co-Location | 27INR0242 | Stonewall Solar | Planned | Stonewall PV, LLC | #755 BEPC ASPERMONT 69KV | Stonewall | WEST | 2029-01-15 | Q1 2029 | SOL | PV | 60.2 |  | No
Solar Co-Location | 27INR0385 | Straight Spur Solar | Planned | ENGIE IR Holdings LLC | Tap 345 kV ClearFork (Bus #23876) to Gardenale Switch (Bus #11157) | Andrews | WEST | 2029-04-01 | Q2 2029 | SOL | PV | 251.8 |  | No
Solar Co-Location | 27INR0386 | Straight Spur Storage | Planned | ENGIE IR Holdings LLC | Tap 345kV ClearFork( Bus # 23876) to Gardenale Switch (Bus # 11157) | Andrews | WEST | 2029-04-01 | Q2 2029 | OTH | BA | 306.2 |  | No
Solar Co-Location | 28INR0209 | Strawberry Dunes BESS SLF | Planned | Strawberry Dunes LLC | Tap 138kV ROSSVILLESB8 (5718) to OAKSSW8 (5713) | Atascosa | SOUTH | 2028-06-30 | Q2 2028 | OTH | BA | 0 |  | No
Solar Co-Location | 28INR0208 | Strawberry Dunes Solar SLF | Planned | Strawberry Dunes LLC | Tap 138kV ROSSVILLESB8 (5718) to OAKSSW8 (5713) | Atascosa | SOUTH | 2028-06-30 | Q2 2028 | SOL | PV | 101.1 |  | No
Solar Co-Location | 26INR0444 | Sullivan BESS | Planned | Sullivan Solar LLC | Tap 138kV 8798 La Grulla - 8355 Goodwin | Hidalgo | SOUTH | 2029-02-25 | Q1 2029 | OTH | BA | 72.19 |  | No
Solar Co-Location | 26INR0443 | Sullivan Solar | Planned | Sullivan Solar LLC | Tap 138kV 8798 La Grulla - 8355 Goodwin | Hidalgo | SOUTH | 2029-02-25 | Q1 2029 | SOL | PV | 170.68 |  | No
Solar Co-Location | 23INR0222 | Sunbelt Solar | Planned | Rose Hill Solar LLC | tap 138kV 6902 Talty - 6801 Patton | Kaufman | NORTH | 2026-12-31 | Q4 2026 | SOL | PV | 81.5 |  | No
Solar Co-Location | 23INR0409 | Sunbelt Storage | Planned | Rose Hill Solar LLC | Tap 138kV 6902 Talty - 6894 Rose Hill | Kaufman | NORTH | 2026-12-31 | Q4 2026 | OTH | BA | 52 |  | No
Solar Co-Location | 28INR0181 | Sunburst BESS | Planned | Indigo Solar, LLC | Tap 345kV 8455 LONHILL - 8579 KATOEN | San Patricio | COASTAL | 2029-03-16 | Q1 2029 | OTH | BA | 256.3 |  | No
Solar Co-Location | 28INR0179 | Sunburst Solar | Planned | Indigo Solar, LLC | Tap LONHILL (Bus#8455) to KATOEN (Bus#8579). | San Patricio | COASTAL | 2029-03-16 | Q1 2029 | SOL | PV | 301.6 |  | No
Solar Co-Location | 27INR0228 | Sunlit Pines BESS SLF | Planned | Sunlit Pines BESS LLC | Tap 138 kV 3342 Bayou Loco - 3341 Central Angelina County | Nacogdoches | NORTH | 2027-10-03 | Q4 2027 | OTH | BA | 208.12 |  | No
Solar Co-Location | 27INR0226 | Sunlit Pines Solar SLF | Planned | Sunlit Pines Energy Center LLC | Tap 138 kV 3342 Bayou Loco - 3341 Central Angelina County | Nacogdoches | NORTH | 2027-10-03 | Q4 2027 | SOL | PV | 206.71 |  | No
Solar Co-Location | 28INR0061 | Sunrose Renewable Energy Solar SLF | Planned | Sunrose Renewable Energy LLC | Tap 138kV #44740 WALLIS - #44700 GEBHRT | Austin | SOUTH | 2029-04-02 | Q2 2029 | SOL | PV | 309.88 |  | No
Solar Co-Location | 28INR0066 | Sunrose Renewable Energy Storage SLF | Planned | Sunrose Renewable Energy LLC | Tap 138kV 44740 WALLIS - 44700 GEBHRT | Austin | SOUTH | 2029-04-02 | Q2 2029 | OTH | BA | 0 |  | No
Solar Co-Location | 27INR0047 | Sunscape Renewable Energy Solar SLF | Planned | Sunscape Renewable Energy LLC | Bus# 8455 Lon C Hill to Bus# 80078 Reforzar 345 kV Line | Nueces | COASTAL | 2029-01-26 | Q1 2029 | SOL | PV | 522.75 | 2024-07-18 | Yes
Solar Co-Location | 27INR0048 | Sunscape Renewable Energy Storage SLF | Planned | Sunscape Renewable Energy LLC | Tap 345kV 8455 Lon C Hill -- 80078 Reforzar | Nueces | COASTAL | 2029-01-26 | Q1 2029 | OTH | BA | 0 | 2024-07-18 | Yes
Solar Co-Location | 29INR0172 | Sweetheart BESS | Planned | Sweetheart Energy, LLC | Tap 345kV #1430 GRAHAM SES - # 17002 GARVEY ROAD SWITCH | Young | WEST | 2029-02-14 | Q1 2029 | OTH | BA | 310.16 |  | No
Solar Co-Location | 29INR0171 | Sweetheart Solar | Planned | Sweetheart Energy, LLC | Tap 345kV #1430 GRAHAM SES - # 17002 GARVEY ROAD SWITCH | Young | WEST | 2029-02-14 | Q1 2029 | SOL | PV | 301.14 |  | No
Solar Co-Location | 26INR0446 | Sword BESS | Planned | Hidalgo Solar LLC | Tap 138 kV 8394 Liston - 8392 Bates | Starr | SOUTH | 2029-02-22 | Q1 2029 | OTH | BA | 44.4 |  | No
Solar Co-Location | 26INR0445 | Sword Solar | Planned | Hidalgo Solar LLC | Tap 138 kV 8394 Liston - 8392 Bates | Starr | SOUTH | 2029-02-22 | Q1 2029 | SOL | PV | 137.18 |  | No
Solar Co-Location | 28INR0194 | Tapaderos Solar | Planned | Tapaderos Solar, LLC | TAP 345kV #1435 Long Creek - #1430 Graham SES | Young | WEST | 2028-09-19 | Q3 2028 | SOL | PV | 301.6 |  | No
Solar Co-Location | 28INR0196 | Tapaderos Storage | Planned | Tapaderos Storage, LLC | TAP 345kV #1430 GRAHAM SES - #1435 LONG CREEK | Young | WEST | 2028-09-19 | Q3 2028 | OTH | BA | 207 |  | No
Solar Co-Location | 24INR0189 | Tehuacana Creek BESS SLF | Planned | Tehuacana Creek Solar LLC | Tap 345kV 3381 Big Brown – 68091 Navarro circuit #01 | Navarro | NORTH | 2027-03-10 | Q1 2027 | OTH | BA | 0 | 2024-11-25 | Yes
Solar Co-Location | 24INR0188 | Tehuacana Creek Solar | Planned | Tehuacana Creek Solar LLC | Tap 345kV 3381 Big Brown – 68091 Navarro circuit | Navarro | NORTH | 2027-03-10 | Q1 2027 | SOL | PV | 505.43 | 2024-11-25 | Yes
Solar Co-Location | 29INR0170 | Three Ranches BESS | Planned | Three Ranches Energy LLC | TAP 138kV #6680 Alamitto Creek - #60444 Hayter Ranch | Brewster | WEST | 2027-01-30 | Q1 2027 | OTH | BA | 103.37 |  | No
Solar Co-Location | 28INR0271 | Three Ranches Solar | Planned | Three Ranches Energy LLC | TAP 138kV #6680 Alamitto Creek - #60444 Hayter Ranch | Brewster | WEST | 2027-01-30 | Q1 2027 | SOL | PV | 125.53 |  | No
Solar Co-Location | 24INR0532 | Timber Cove Solar SLF | Planned | Freestone Solar, LLC | Tap 138 kV 212 Winkler - 3510 Pin Oak | Freestone | NORTH | 2027-04-01 | Q2 2027 | SOL | PV | 100.5 |  | No
Solar Co-Location | 26INR0394 | Timber Cove Storage SLF | Planned | Freestone Solar, LLC | Tap 138 kV 212 Winkler - 3510 Pin Oak | Freestone | NORTH | 2027-04-01 | Q2 2027 | OTH | BA | 0 |  | No
Solar Co-Location | 26INR0161 | Timberline Solar | Planned | Timberline Renewables, LLC | Tap 345 kV 3119 Nacogdoches SE - 3116 Mt Enterprise | Nacogdoches | NORTH | 2029-04-20 | Q2 2029 | SOL | PV | 201 |  | No
Solar Co-Location | 26INR0162 | Timberline Storage | Planned | Timberline Renewables, LLC | Tap 345 kV 3119 Nacogdoches SE - 3116 Mt Enterprise | Nacogdoches | NORTH | 2029-04-20 | Q2 2029 | OTH | BA | 100.5 |  | No
Solar Co-Location | 28INR0394 | Treehouse Solar | Planned | Treehouse Solar, LLC | Tap the 345 kV Jewett (#3390) - Singleton (#44645) line | Grimes | NORTH | 2028-11-13 | Q4 2028 | SOL | PV | 281.77 |  | No
Solar Co-Location | 28INR0395 | Treehouse Storage | Planned | Treehouse Solar, LLC | Tap the 345 kV Jewett (#3390) - Singleton (#44645) line, ONCOR | Grimes | NORTH | 2028-11-13 | Q4 2028 | OTH | BA | 209.21 |  | No
Solar Co-Location | 25INR0451 | Tres Rios Ranch BESS | Planned | LectricWind LLC | 76008 Twelvemile 345kV | Upton | WEST | 2027-12-31 | Q4 2027 | OTH | BA | 290 |  | No
Solar Co-Location | 24INR0404 | Tres Rios Ranch Solar | Planned | LectricWind LLC | 76008 Twelvemile 345kV | Upton | WEST | 2027-12-31 | Q4 2027 | SOL | PV | 508 |  | No
Solar Co-Location | 28INR0389 | Tri-X BESS 1 SLF | Planned | Crane I Solar Electric, LLC | 138 kV Soda Lake (#76026) | Crane | WEST | 2027-12-01 | Q4 2027 | OTH | BA | 205.3 |  | No
Solar Co-Location | 20INR0143 | Tri-X Solar 1 SLF | Planned | Crane I Solar Electric, LLC | 138 kV Soda Lake (#76026) | Crane | WEST | 2027-12-01 | Q4 2027 | SOL | PV | 201.5 | 2022-02-28 | No
Solar Co-Location | 24INR0239 | Trojan BESS SLF | Planned | Trojan BESS | 11735 Cedar Elm Switch 345kV | Cooke | NORTH | 2029-07-01 | Q3 2029 | OTH | BA | 0 |  | No
Solar Co-Location | 23INR0296 | Trojan Solar SLF | Planned | Compadre Solar, LLC | 11735 Cedar Elm Switch 345kV | Cooke | NORTH | 2026-05-05 | Q2 2026 | SOL | PV | 150.59 | 2022-10-10 | Yes | 2025-11-17 | Q4 2025
Solar Co-Location | 27INR0086 | Tumbleweed Solar | Planned | Hecate Energy Tumbleweed Solar LLC | 59905 Faraday 345 kV | Borden | WEST | 2027-12-01 | Q4 2027 | SOL | PV | 613.89 |  | No
Solar Co-Location | 27INR0087 | Tumbleweed Storage | Planned | Hecate Energy Tumbleweed Storage LLC | 59905 Faraday 345 kV | Borden | WEST | 2027-12-01 | Q4 2027 | OTH | BA | 507.2 |  | No
Solar Co-Location | 25INR0623 | Turkey Creek Battery Energy Storage System SLF | Planned | Greenray Solar Corporation | 7425 ODLASW 138 kV | Kinney | SOUTH | 2026-12-22 | Q4 2026 | OTH | BA | 0 |  | No
Solar Co-Location | 25INR0622 | Turkey Creek Solar SLF | Planned | Greenray Solar Corporation | 7425 ODLASW 138kV | Kinney | SOUTH | 2026-12-22 | Q4 2026 | SOL | PV | 180.9 |  | No
Solar Co-Location | 28INR0104 | Vazlon BESS SLF | Planned | Vazlon Energy LLC | 8619 Encinal - 8627 Lemay Box Bay 138kV line | La Salle | SOUTH | 2028-06-30 | Q2 2028 | OTH | BA | 0 |  | No
Solar Co-Location | 28INR0101 | Vazlon Solar SLF | Planned | Vazlon Energy LLC | 8619 Encinal - 8627 Lemay Box Bay 138kV line | La Salle | SOUTH | 2028-06-30 | Q2 2028 | SOL | PV | 211.41 |  | No
Solar Co-Location | 27INR0373 | Velado Solar SLF | Planned | Velado Solar, LLC | Tap 138kV 78281 Dimmit - 8274 Conoco Chittam | Dimmit | SOUTH | 2028-09-14 | Q3 2028 | SOL | PV | 115.2 |  | No
Solar Co-Location | 27INR0374 | Velado Storage SLF | Planned | Velado Solar, LLC | Tap 138kv 78281 Dimmit - 8274 Conoco Chittam. | Dimmit | SOUTH | 2028-09-14 | Q3 2028 | OTH | BA | 115.2 |  | No
Solar Co-Location | 27INR0493 | Velociraptor BESS I | Planned | Greyhound BESS 2 LLC | 10012 METEOR_5 Substation 345kV | Ector | WEST | 2028-11-17 | Q4 2028 | OTH | BA | 261.12 |  | No
Solar Co-Location | 28INR0323 | Velociraptor BESS II | Planned | Greyhound BESS 3 LLC | #11028 Odessa EHV SW - #11010 Wolf Switch 345K | Ector | WEST | 2028-11-17 | Q4 2028 | OTH | BA | 261.29 |  | No
Solar Co-Location | 22INR0218 | Velociraptor Solar I | Planned | Greyhound Solar 2 | #10012 METEOR 5 Substation 345kV | Ector | WEST | 2028-11-17 | Q4 2028 | SOL | PV | 251.67 |  | No
Solar Co-Location | 28INR0322 | Velociraptor Solar II | Planned | Greyhound Solar 3 LLC | Tap south bus Odessa EHV SW (11028) - Wolf Switch (11010) 345KV section at (31.740371, -102.502076) | Ector | WEST | 2028-11-17 | Q4 2028 | SOL | PV | 251.73 |  | No
Solar Co-Location | 28INR0206 | Wagon Timber Solar | Planned | Wagon Timber Solar, LLC | 6110 Munday East 138kV | Knox | WEST | 2028-10-16 | Q4 2028 | SOL | PV | 172.1 |  | No
Solar Co-Location | 28INR0207 | Wagon Timber Storage | Planned | Wagon Timber Storage, LLC | 6110 Munday East 138kV | Knox | WEST | 2028-10-16 | Q4 2028 | OTH | BA | 53.49 |  | No
Solar Co-Location | 20INR0106 | Wang Solar SLF | Planned | BT Yixin Solar, LLC | tap 345kV 3409 LakeCr1 - 3414 TempSS | Falls | NORTH | 2026-03-31 | Q1 2026 | SOL | PV | 144.6 |  | No
Solar Co-Location | 22INR0514 | Wang Storage SLF | Planned | BT Yixin Solar, LLC | tap 345kV 3409 LakeCr1 - 3414 TempSS | Falls | NORTH | 2026-03-31 | Q1 2026 | OTH | BA | 0 |  | No
Solar Co-Location | 25INR0447 | Waterloo BESS 1 | Planned | Waterloo Solar, LLC | Tap 345kV 7040 AUSTROP - 7048 GARFIELD | Bastrop | SOUTH | 2027-12-01 | Q4 2027 | OTH | BA | 105.64 | 2024-09-04 | No
Solar Co-Location | 25INR0422 | Waterloo Solar 1 | Planned | Waterloo Solar, LLC | AUSTROP TO GARFIELD 345kV LINE [Bus # 7040 - 7048] | Bastrop | SOUTH | 2027-12-01 | Q4 2027 | SOL | PV | 200.64 | 2024-09-04 | No
Solar Co-Location | 26INR0110 | Western Flats Solar | Planned | Hecate Energy Point Mountain Solar Facility 1 LLC | Tap 138 kV 76615 Crane -76635 King Mountain; POI is 7.85 miles from Crane. | Crane | WEST | 2028-11-01 | Q4 2028 | SOL | PV | 410.2 |  | No
Solar Co-Location | 26INR0188 | Western Flats Storage | Planned | Hecate Energy Point Mountain Solar Facility 1 LLC | Tap 138 kV 76615 Crane -76635 King Mountain | Crane | WEST | 2028-11-01 | Q4 2028 | OTH | BA | 410.7 |  | No
Solar Co-Location | 27INR0332 | White Wing Solar | Planned | White Wing Solar, LLC | Tap 345 kV (#60504) Tesla - (#6111) Riley | Wilbarger | WEST | 2028-07-01 | Q3 2028 | SOL | PV | 127.4 |  | No
Solar Co-Location | 27INR0333 | White Wing Storage | Planned | White Wing Solar, LLC | Tap 345 kV (#60504) Tesla - (#6111) Riley | Wilbarger | WEST | 2028-07-01 | Q3 2028 | OTH | BA | 130.4 |  | No
Solar Co-Location | 27INR0330 | Wild Horse Desert Solar | Planned | Wild Horse Desert Solar, LLC | Tap 138kV 8613 Big Well - 8212 Dilley Switch | Dimmit | SOUTH | 2028-07-01 | Q3 2028 | SOL | PV | 120 |  | No
Solar Co-Location | 27INR0331 | Wild Horse Desert Storage | Planned | Wild Horse Desert Solar, LLC | Tap 138kV 8613 Big Well - 8212 Dilley Switch | Dimmit | SOUTH | 2028-07-01 | Q3 2028 | OTH | BA | 90.3 |  | No
Solar Co-Location | 28INR0198 | Winters Glow Solar | Planned | Winters Glow Solar, LLC | tap 345kV 1444 BROWN SWITCH - 11406 CENTRAL BLUFF | Runnels | WEST | 2028-09-19 | Q3 2028 | SOL | PV | 301.6 |  | No
Solar Co-Location | 28INR0199 | Winters Glow Storage | Planned | Winters Glow Storage, LLC | tap 345kV 1444 BROWN SWITCH - 11406 CENTRAL BLUFF | Runnels | WEST | 2028-09-19 | Q3 2028 | OTH | BA | 155.2 |  | No
Solar Co-Location | 27INR0440 | Wisdom BESS SLF | Planned | Wisdom Green Energy LLC | Tap 138 kV #38455 HOLIDAY SUB TNP - 138 kV #38450 SOAPTREE TNP | Pecos | WEST | 2027-10-06 | Q4 2027 | OTH | BA | 102.88 |  | No
Solar Co-Location | 27INR0438 | Wisdom Solar SLF | Planned | Wisdom Green Energy LLC | Tap 138 kV #38455 HOLIDAY SUB TNP - #38450 SOAPTREE TNP | Pecos | WEST | 2027-10-06 | Q4 2027 | SOL | PV | 299.37 |  | No
Solar Co-Location | 25INR0172 | Wolf Spring Solar | Planned | Wolf Spring Solar, LLC | Tap 345kV 59904 Cotton Wood - 23922 White River Ckt 1 | Dickens | PANHANDLE | 2028-04-19 | Q2 2028 | SOL | PV | 195.8 | 2024-08-14 | No
Solar Co-Location | 25INR0173 | Wolf Spring Storage | Planned | Wolf Spring Solar, LLC | Tap 345kV 59904 Cotton Wood - 23922 White River Ckt 1 | Dickens | PANHANDLE | 2028-04-19 | Q2 2028 | OTH | BA | 202.7 | 2024-08-14 | No
Solar Co-Location | 27INR0456 | Yellow Leaf BESS | Planned | Lightsource Renewable Energy Development LLC | Tap 138kV #2727 Crandall - #12715 Forney S | Kaufman | NORTH | 2028-09-25 | Q3 2028 | OTH | BA | 103.8 |  | No
Solar Co-Location | 28INR0412 | Yellow Leaf II BESS | Planned | Yellow Leaf 2 BESS LLC | Tap 138kV 2727 CRANDALL1_8 - 2724 KAUFMN_8 | Kaufman | NORTH | 2028-09-25 | Q3 2028 | OTH | BA | 205.74 |  | No
Solar Co-Location | 27INR0455 | Yellow Leaf Solar | Planned | Lightsource Renewable Energy Development LLC | Tap 138kV #2727 Crandall - #12715 Forney S | Kaufman | NORTH | 2028-09-25 | Q3 2028 | SOL | PV | 104.5 |  | No
Solar Co-Location | 25INR0587 | Zeus Armstrong BESS | Planned | Armstrong BESS, LLC | Tap 345KV 23900 ALIBATES - 23914 TULECNYN | Armstrong | PANHANDLE | 2028-04-17 | Q2 2028 | OTH | BA | 1043.08 |  | No
Solar Co-Location | 25INR0586 | Zeus Armstrong Solar | Planned | Armstrong Solar, LLC | Tap 345KV 23900 AlLIBATES -23914 TULECNYN | Armstrong | PANHANDLE | 2028-04-17 | Q2 2028 | SOL | PV | 503.56 |  | No
Solar Co-Location | 25INR0589 | Zeus Mitchell BESS | Planned | Mitchell BESS | Tap 345 kV 10049 Ranger Camp - 10057 Prong Moss CKT #01 and #02 | Mitchell | WEST | 2029-04-17 | Q2 2029 | OTH | BA | 1042.94 |  | No
Solar Co-Location | 26INR0686 | Zeus Mitchell BESS II | Planned | Zeus Mitchell BESS II, LLC | Tap 345 kV 10049 Ranger Camp - 10057 Prong Moss CKT #01 and #02 | Mitchell | WEST | 2027-05-01 | Q2 2027 | OTH | BA | 1042.94 |  | No
Solar Co-Location | 25INR0588 | Zeus Mitchell Solar | Planned | Mitchell Solar, LLC | Tap 345 kV 10049 Ranger Camp - 10057 Prong Moss CKT #01 and #02 | Mitchell | WEST | 2029-04-17 | Q2 2029 | SOL | PV | 804.71 |  | No
Solar Co-Location | 25INR0591 | Zeus Rusk BESS | Planned | Rusk BESS, LLC | Tap 345kV 3109 Stryker to 3100 Martin Lake | Rusk | NORTH | 2027-03-01 | Q1 2027 | OTH | BA | 208.8 |  | No
Solar Co-Location | 25INR0590 | Zeus Rusk Solar | Planned | Rusk Solar, LLC | Tap 345kV 3109 Stryker to 3100 Martin Lake | Rusk | NORTH | 2027-03-01 | Q1 2027 | SOL | PV | 26.8 |  | No
Solar Co-Location | 27INR0535 | Zeus Scurry BESS | Planned | Zeus Scurry BESS | MHOS 345 kV Substation (#59911) | Scurry | WEST | 2028-10-01 | Q4 2028 | OTH | BA | 1043.07 |  | No
Solar Co-Location | 27INR0529 | Zeus Scurry Solar | Planned | Scurry Solar, LLC | MHOS 345 kV Substation (#59911) | Scurry | WEST | 2028-10-01 | Q4 2028 | SOL | PV | 503.54 |  | No
Solar Co-Location | 28INR0442 | Zunkerville BESS | Planned | Zunkerville Energy, LLC | 345kV BUS #5725 PAWNEE SWITCHING STATION | Karnes | SOUTH | 2028-06-01 | Q2 2028 | OTH | BA | 206.74 |  | No
Solar Co-Location | 28INR0443 | Zunkerville Solar | Planned | Zunkerville Energy, LLC | #5725 PAWNEE SWITCHING STATION 345kV | Karnes | SOUTH | 2028-06-01 | Q2 2028 | SOL | PV | 200.67 |  | No
Wind Co-Location | 25INR0492 | Blue Summit Energy Storage | Planned | NextEra Energy Interconnection Holdings, LLC | 61001 JIM TREECE 345kV | Wilbarger | WEST | 2026-03-13 | Q1 2026 | OTH | BA | 100 | 2012-02-22 | Yes | 2025-12-17
Wind Co-Location |  | BLUE SUMMIT WIND 1 | Operational |  | 61001 JIM TREECE 345kV | Wilbarger | WEST |  |  | WIN | WT | 135.4
Wind Co-Location |  | BLUE SUMMIT WIND 2 | Operational |  | 61001 JIM TREECE 345kV | Wilbarger | WEST |  |  | WIN | WT | 99.36
Wind Co-Location |  | BLUE SUMMIT WIND 3 | Operational |  | 61001 JIM TREECE 345kV | Wilbarger | WEST |  |  | WIN | WT | 200.2
Wind Co-Location |  | Bobcat Bluff | Operational |  | 1475 Windthorst 138 kV | Archer | WEST |  |  | WIN | WT | 162
Wind Co-Location | 25INR0616 | Bobcat Bluff Storage SLF | Planned | Cub Storage LLC | 1475 Windthorst 138 kV | Archer | WEST | 2027-04-15 | Q2 2027 | OTH | BA | 0 |  | No
Wind Co-Location | 27INR0231 | Easy Battery Energy Storage Center | Planned | Easy Wind Energy Center, LLC | Tap 345 kV 76003 Big Hill to 76005 Schneeman Draw | Schleicher | WEST | 2027-12-01 | Q4 2027 | OTH | BA | 200 |  | No
Wind Co-Location | 27INR0246 | Easy Wind Energy Center | Planned | Easy Wind Energy Center, LLC | Tap 345kV #76003 Big Hill - #76005 Schneeman Draw circuit #1 | Schleicher | WEST | 2027-12-01 | Q4 2027 | WIN | WT | 241.13 |  | No
Wind Co-Location | 26INR0589 | Goat Mountain BESS | Planned | Goat Wind LLC | 76030-Gasconades Creek 345 kV | Sterling | WEST | 2027-06-01 | Q2 2027 | OTH | BA | 201.1 |  | No
Wind Co-Location | 26INR0611 | Goat Mountain BESS 2 | Planned | Goat Wind LLC | 76030-Gasconades Creek 345 kV | Sterling | WEST | 2027-06-01 | Q2 2027 | OTH | BA | 100.7 |  | No
Wind Co-Location | 27INR0367 | Goat Mountain Wind-Repower | Planned | Goat Wind LLC | 76030 Gasconades Creek 345kV | Sterling | WEST | 2027-06-01 | Q2 2027 | WIN | WT | 303.2 |  | No
Wind Co-Location | 26INR0402 | HILLBORO BESS | Planned | Abei Energy Green XI LLC | TAP 138 kV 3522 HILLBORO1_8 - 234 CHATT | Hill | NORTH | 2028-09-21 | Q3 2028 | OTH | BA | 127.29 |  | No
Wind Co-Location | 27INR0312 | HILLBORO WIND | Planned | Abei Energy Green XI LLC | Tap 138 kV 3522 HILLBORO1_8 - 234 CHATT | Hill | NORTH | 2028-09-21 | Q3 2028 | WIN | WT | 27.77 |  | No
Wind Co-Location | 24INR0247 | Lacy Creek Energy Storage SLF | Planned | Edmondson Ranch Wind Holdings, LLC | 59907 Bernoulli 345kV | Glasscock | WEST | 2027-07-01 | Q3 2027 | OTH | BA | 0 |  | Yes
Wind Co-Location |  | Lacy Creek wind | Operational |  | 59907 Bernoulli 345kV | Glasscock | WEST |  |  | WIN | WT | 301.3
Wind Co-Location | 27INR0227 | PALO VERDE BESS | Planned | RWE Clean Energy Development, LLC | Tap 345kV 8624 Grissom – 8455 Lon C Hill | San Patricio | COASTAL | 2027-09-02 | Q3 2027 | OTH | BA | 150 |  | No
Wind Co-Location | 27INR0132 | Palo Verde Wind | Planned | RWE Clean Energy Development, LLC | Tap 345kV 8624 Grissom – 8455 Lon C Hill | San Patricio | COASTAL | 2027-09-02 | Q3 2027 | WIN | WT | 297.5 |  | No
Wind Co-Location | 27INR0080 | Pecos Storage Center | Planned | Laurel Energy Center, LLC | Tap 345kV 60404 Solstice - 76002 Bakersfield Ckt 2 | Pecos | WEST | 2027-03-28 | Q1 2027 | OTH | BA | 200.8 | 2024-10-25 | Yes
Wind Co-Location | 27INR0510 | Pecos Wind | Planned | Midnight Energy Center, LLC | Tap 345 kV 60404 Solstice (SOLSTICE7A) – 76002 Bakersfield (L_BAKERS5_1Y) CKT 2 | Pecos | WEST | 2027-09-30 | Q3 2027 | WIN | WT | 191 |  | No
Wind Co-Location | 23INR0538 | Roadrunner Crossing BESS SLF | Planned | Roadrunner Crossing BESS | 68051 Reata 354kV | Eastland | NORTH | 2026-02-13 | Q1 2026 | OTH | BA | 0 | 2025-02-18 | Yes | 2025-11-14 | 2025-12-10
Wind Co-Location | 26INR0726 | Roadrunner Crossing Wind (Uprate) | Planned | Roadrunner Wind, LLC | 68051 Reata 345kV | Eastland | NORTH | 2026-06-30 | Q2 2026 | WIN | WT | 3.3 |  | No
Wind Co-Location |  | Roadrunner Crossing Wind SLF | Operational |  | 68051 Reata 345kV | Eastland | NORTH |  |  | WIN | WT | 128
Wind Co-Location | 26INR0387 | Zeus Spade BESS | Planned | Spade BESS | Tap 345 kV 1030 Morgan Creek to 76030 Gasconades Creek | Mitchell | WEST | 2027-03-20 | Q1 2027 | OTH | BA | 446.3 |  | No
Wind Co-Location | 26INR0386 | Zeus Spade Wind | Planned | Spade Wind, LLC | Tap 345 kV 1030 Morgan Creek to 76030 Gasconades Creek | Mitchell | WEST | 2027-03-20 | Q1 2027 | WIN | WT | 987.3 |  | No
Standalone Storage | 28INR0328 | 18-ALPHA BESS | Planned | SCOUT ENERGY MANAGEMENT, LLC | To the 138 kV Valley View Substation, ( Bus No.691) | Cooke | NORTH | 2028-02-01 | Q1 2028 | OTH | BA | 307.4 |  | No
Standalone Storage | 28INR0327 | 18-BRAVO BESS | Planned | Scout Energy Management, LLC | 138 kV Commerce Switch Substation. Bus no. #1816 | Hunt | NORTH | 2028-02-01 | Q1 2028 | OTH | BA | 407 |  | No
Standalone Storage | 25INR0701 | Abilene Elmcreek BESS | Planned | DGSP2 LLC | Station Name: Abilene Elm Creek TSP Station Code: ELMCRK Load Transformer name: LOAD1 Bus#: 6255 Voltage in kV (Transmission Level): 138kV | Taylor | WEST | 2026-01-30 | Q1 2026 | OTH | BA | 9.9 | 2024-08-15 | Yes | 2025-11-24 | 2025-12-09
Standalone Storage | 25INR0702 | Abilene Industrial Park BESS | Planned | Distributed Generation Solutions LLC | Station Name: Abilene Industrial Park TSP Station Code: ABINDUST Load Transformer name: LOAD1 Bus#: 60772 Voltage in kV (Transmission Level): 138kV | Taylor | WEST | 2026-01-15 | Q1 2026 | OTH | BA | 9.9 | 2024-08-15 | Yes | 2025-10-28 | 2025-12-17
Standalone Storage | 25INR0460 | Acker BESS | Planned | Ogallala BESS LLC | 23912 Ogallala 345 kV | Castro | PANHANDLE | 2028-04-17 | Q2 2028 | OTH | BA | 301.04 | 2025-04-21 | No
Standalone Storage | 25INR0610 | Adam Bryant BESS | Planned | Adam Bryant BESS LLC | Tap 138kV 5225 HONDO – 5819 HONDO CREEK | Medina | SOUTH | 2027-12-01 | Q4 2027 | OTH | BA | 99.52 |  | No
Standalone Storage | 23INR0502 | Adelite Storage | Planned | Adelite Storage Project LLC | Tap 138kV Thorndale North (bus #3659) – Rookie Switch (bus #3701) | Milam | SOUTH | 2027-04-15 | Q2 2027 | OTH | BA | 231.88 | 2024-08-27 | No
Standalone Storage | 28INR0265 | Agricola BESS | Planned | Agricola BESS LLC | Tap 138kV GEBHARDT (#44700) - Wallis (#44740) | Austin | SOUTH | 2029-05-31 | Q2 2029 | OTH | BA | 0 |  | No
Standalone Storage | 26INR0330 | Alamo City BESS | Planned | ALAMO CITY ESS LLC | Tap 138kV 5294 Martinez - 5110 JT Deely | Bexar | SOUTH | 2027-09-21 | Q3 2027 | OTH | BA | 128.2 | 2025-05-22 | No
Standalone Storage | 25INR0763 | Alamo Street BESS | Planned | Alamo Clean Energy Center, LLC | New DESR on the coordinates above tie at 12.47kV to: TSP Station Name: Alamo TSP Station Code: Alamo_ST Load Name: Alamo_3 Bus #: PTI Bus Number: 38331 Voltage (Transmission level kV): 138kV Node (load/load XFMR in NMMS): 9643 | Pecos | WEST | 2026-01-30 | Q1 2026 | OTH | BA | 9.99 | 2024-12-26 | Yes | 2025-11-20
Standalone Storage | 25INR0071 | Albatross BESS | Planned | Albatross Solar, LLC | From Bus #165 Windsor Switch To Bus #161 McGregor | McLennan | NORTH | 2028-02-22 | Q1 2028 | OTH | BA | 50.4 |  | No
Standalone Storage | 25INR0579 | Albatross BESS 2 | Planned | Albatross Solar, LLC | Tap 138kV 165 Windsor Switch - 161 McGregor | McLennan | NORTH | 2028-02-22 | Q1 2028 | OTH | BA | 159.6 |  | No
Standalone Storage | 25INR0421 | Aldrin 138 BESS | Planned | Aldrin Energy Storage LLC | (Bus: 39015) North Alvin TNMP 138kV | Brazoria | COASTAL | 2027-07-01 | Q3 2027 | OTH | BA | 207 | 2024-04-18 | Yes
Standalone Storage | 25INR0425 | Aldrin 345 BESS | Planned | Aldrin Energy Storage LLC | (Bus: 43030) Meadow 345kV substation | Brazoria | COASTAL | 2027-12-01 | Q4 2027 | OTH | BA | 362 | 2024-06-15 | Yes
Standalone Storage | 24INR0381 | Alexandrite Storage | Planned | Johnson Energy Storage, LLC | 8359 Santa Rosa (S_SNROSA4A) 138kV | Cameron | COASTAL | 2026-12-10 | Q4 2026 | OTH | BA | 203 |  | No
Standalone Storage | 28INR0321 | Altair Energy Storage | Planned | Altair Energy Storage | Tap on 138 kV ALTAIR (bus# 78118) to STAFFORD HILL (bus# 78520) | Colorado | SOUTH | 2030-03-31 | Q1 2030 | OTH | BA | 201.76 |  | No
Standalone Storage | 27INR0465 | Althea Storage | Planned | Sugaree Solar LLC | Tap Escondido (8260) - Brackettville (8252) | Maverick | SOUTH | 2028-09-21 | Q3 2028 | OTH | BA | 251.3 | 2025-09-29 | Yes
Standalone Storage | 22INR0541 | ALWEST BESS | Planned | Castleman Power | 3114 Paltalco 138kV | Anderson | NORTH | 2028-04-19 | Q2 2028 | OTH | BA | 208.63 |  | No
Standalone Storage | 24INR0472 | Amador Storage | Planned | BT Amador Storage, LLC | 6833 Explorer Switching Station 138kV | Van Zandt | NORTH | 2026-03-16 | Q1 2026 | OTH | BA | 102.41 | 2023-11-02 | Yes
Standalone Storage | 26INR0640 | Amberjack2 BESS | Planned | Hunt Energy Network, LLC | 79501 KINGFISHER 345KV | Cameron | COASTAL | 2027-03-08 | Q1 2027 | OTH | BA | 180 |  | No
Standalone Storage | 24INR0355 | Anatole Renewable Energy Storage | Planned | Eustace Storage LLC | (Bus# 6951) Eustace Southeast 138kV Substation (owned by Rayburn Electric Cooperative) | Henderson | NORTH | 2027-03-31 | Q1 2027 | OTH | BA | 207.82 | 2024-05-10 | Yes
Standalone Storage | 26INR0487 | Anglin BESS | Planned | Fort Worth BESS LLC | 1883 EVRSW 138kV | Tarrant | NORTH | 2028-09-30 | Q3 2028 | OTH | BA | 206 |  | No
Standalone Storage | 27INR0090 | Antonio Road BESS | Planned | Tempus Power management LLC | Paige 138kV, bus 7308, connecting to the existing substation via adding a breaker | Bastrop | SOUTH | 2027-06-01 | Q2 2027 | OTH | BA | 155.52 |  | No
Standalone Storage | 23INR0474 | AP Greenport | Planned | AP Greenport | Austrop – Lost Pines 345 kV transmission line (Bus #7040 – 9041) | Travis | SOUTH | 2027-11-19 | Q4 2027 | OTH | BA | 100.45 |  | No
Standalone Storage | 25INR0231 | Apache Hill BESS | Planned | APACHE HILL ENERGY CENTER | 363 Hood 138kV | Hood | NORTH | 2026-07-31 | Q3 2026 | OTH | BA | 201.15 | 2024-06-26 | Yes
Standalone Storage | 24INR0238 | Appaloosa Run BESS | Planned | APPALOOSA RUN STORAGE, LLC | New Palouse 138kV (#60278) | Upton | WEST | 2026-08-30 | Q3 2026 | OTH | BA | 103 |  | No
Standalone Storage | 26INR0574 | Apple BESS | Planned | Apple Infra LLC | Station Name - Apple Oncor 5-digit code - APPLE Oncor XFMR # - 1 ERCOT Bus Name - APPLE_9 ERCOT Bus # 1276 EROCT Load Name - LDLXFMR1 Substation Transmission kV - 138 | Ector | WEST | 2026-05-05 | Q2 2026 | OTH | BA | 9.9 | 2025-04-03 | Yes
Standalone Storage | 24INR0285 | APV Plumwood Storage | Planned | APV Lonestar Energy LLC | Tap 138kV 40171 Baytown - 40015Cedar Bayou Plant | Chambers | HOUSTON | 2027-05-01 | Q2 2027 | OTH | BA | 200.82 | 2024-09-03 | No
Standalone Storage | 26INR0184 | Arc Energy Storage | Planned | Paris Energy Storage, LLC | Tap 138kV 1693 Paris Switch - 11806 ENLOE T8 | Lamar | NORTH | 2028-04-18 | Q2 2028 | OTH | BA | 204.5 |  | No
Standalone Storage | 23INR0503 | Ardesia Storage | Planned | Ardesia Storage Project LLC | Tap 138kV 7325 Mendoza - 7216 Lockhart | Caldwell | SOUTH | 2027-06-25 | Q2 2027 | OTH | BA | 100 |  | No
Standalone Storage | 25INR0143 | Ariji BESS | Planned | Ariji BESS, LLC | Tap 138kV 1394 GTTYVTAP_8 - 1322 BIGSPRIG_8 | Howard | WEST | 2027-06-28 | Q2 2027 | OTH | BA | 100.32 | 2025-08-01 | No
Standalone Storage | 29INR0089 | Arnold Hills Storage | Planned | Arnold Hills Storage, LLC | #6926 Seven Points 138kV | Henderson | NORTH | 2029-02-09 | Q1 2029 | OTH | BA | 122.5 |  | No
Standalone Storage | 28INR0356 | Arpeggio BESS | Planned | Arpeggio BESS, LLC | #80064 Chocolate Bayou 138kV | Victoria | SOUTH | 2029-01-01 | Q1 2029 | OTH | BA | 200.71 |  | No
Standalone Storage | 26INR0349 | ARTIO ENERGY STORAGE | Planned | Artio Energy Storage LLC | Farmersville 345kV Substation (PSSE BUS # 1685) | Collin | NORTH | 2028-10-01 | Q4 2028 | OTH | BA | 205.94 |  | No
Standalone Storage | 27INR0236 | Atticus Energy Storage | Planned | Atticus Energy Storage | Tap 69 KV 6570 Bond Road - 6513 Sonora | Sutton | WEST | 2027-03-01 | Q1 2027 | OTH | BA | 102.98 |  | No
Standalone Storage | 24INR0461 | Augie BESS | Planned | BRP Blue Topaz 5, LLC | 46560 Waller 138kV | Waller | HOUSTON | 2027-12-17 | Q4 2027 | OTH | BA | 200.81 |  | No
Standalone Storage | 28INR0277 | Aurora Energy Storage | Planned | Aurora Energy Storage, LLC | Tap 345kV --- KILL_SS_5 (3422) --- BUCK_H_5 (3424) | Lampasas | NORTH | 2028-09-26 | Q3 2028 | OTH | BA | 306.2 |  | No
Standalone Storage | 26INR0375 | Avalon BESS | Planned | Avalon BESS, LLC | Tapping the 345 kV Line from Smithers (Bus# 44650) to Bellaire (Bus# 47000). | Fort Bend | HOUSTON | 2026-12-01 | Q4 2026 | OTH | BA | 522.12 | 2024-12-17 | No
Standalone Storage | 27INR0316 | Avant Prairie BESS | Planned | Avant Prairie ESS LLC | Tap 345kV BIGBRNE (#3380) - JEWETT (#3390) CKT 1 | Freestone | NORTH | 2027-07-01 | Q3 2027 | OTH | BA | 201.72 |  | No
Standalone Storage | 28INR0157 | Axtell BESS | Planned | Axtell BESS LLC | #13401 Tiger Creek Switch 345kV | McLennan | NORTH | 2029-04-16 | Q2 2029 | OTH | BA | 306.94 |  | No
Standalone Storage | 25INR0558 | Ayass BESS | Planned | Harvick BESS, LLC | 6206 Bush Knob 69kV | Throckmorton | WEST | 2028-12-30 | Q4 2028 | OTH | BA | 51.28 |  | No
Standalone Storage | 24INR0313 | Backbone Creek BESS | Planned | Backbone Creek BESS LLC | 7351 STARCKE 138kV | Burnet | SOUTH | 2026-08-10 | Q3 2026 | OTH | BA | 124.1 | 2023-12-22 | Yes
Standalone Storage | 27INR0409 | Baker Branch BESS | Planned | Mockingbird Storage Center, LLC | Pacific Switch (PACSW) 345 kV Bus 11683 | Lamar | NORTH | 2029-04-27 | Q2 2029 | OTH | BA | 287.22 |  | No
Standalone Storage | 28INR0437 | Barbara BESS | Planned | Barbara BESS LLC | LINE TAP OF WESTSIDE (8485) AND WEIL TRACT (8482) 138 KV TRANSMISSION LINE | Nueces | COASTAL | 2028-05-02 | Q2 2028 | OTH | BA | 200.51 |  | No
Standalone Storage | 22INR0504 | Barton Branch IA | Planned | Barton Branch IA LLC | Tap 345kV 3400 Twin Oak - 39950 TNP One | Robertson | NORTH | 2026-03-01 | Q1 2026 | OTH | BA | 203.62 | 2025-06-18 | Yes
Standalone Storage | 28INR0341 | Bastion BESS | Planned | BESS BASTION LLC | Blessing Substation 138 kV (ID 8121) | Matagorda | COASTAL | 2028-11-01 | Q4 2028 | OTH | BA | 154.3 |  | No
Standalone Storage | 23INR0127 | Beacon Storage | Planned | AES Distributed Energy, Inc | 40450 Deepwater 345kV | Harris | HOUSTON | 2029-10-01 | Q4 2029 | OTH | BA | 408.7 |  | No
Standalone Storage | 26INR0024 | Becerra Creek Storage 1 | Planned | Bordas Renewable Energy, LLC | 345 kV Cenizo Substation (#80220) | Webb | SOUTH | 2027-12-01 | Q4 2027 | OTH | BA | 125.62 |  | No
Standalone Storage | 27INR0003 | Becerra Creek Storage 2 | Planned | Bordas Renewable Energy, LLC | 345 kV Cenizo Substation (#80220) | Webb | SOUTH | 2027-12-01 | Q4 2027 | OTH | BA | 125.62 |  | No
Standalone Storage | 25INR0717 | Beck_Road BESS1 | Planned | Bexar Corrilla LLC | TSP Station Name: Beck Road TSP Station Code: Z0 Load Name / Load Transformer Name: LXFMR3 Bus #: PTI Bus Number: 5035 Voltage (Transmission level kV): 138 Node (associated w/ load/load XFMR in NMMS): 0001 | Bexar | SOUTH | 2026-01-01 | Q1 2026 | OTH | BA | 9.99 | 2025-08-12 | Yes | 2025-12-16 | 2025-12-22
Standalone Storage | 23INR0421 | Bee Branch IA | Planned | Tidwell Prairie LLC | Tap TNP ONE 39950 and Twin Oak 3400 | Robertson | NORTH | 2027-06-01 | Q2 2027 | OTH | BA | 202.88 |  | No
Standalone Storage | 25INR0397 | Beeman BESS | Planned | Beeman BESS LLC | 69kV Waelder Substation (7232) | Gonzales | SOUTH | 2027-05-15 | Q2 2027 | OTH | BA | 50.18 |  | No
Standalone Storage | 26INR0185 | Beitel Energy Storage | Planned | Brazos Energy Storage, LLC | 579 Jack County 138kV | Jack | NORTH | 2027-12-31 | Q4 2027 | OTH | BA | 200.6 |  | No
Standalone Storage | 26INR0614 | Bell County Leifester Storage | Planned | DM-BCRCML, LLC | Tap 138kV 3428 Killeen South – 13628 Founders Trail Sub | Bell | NORTH | 2028-10-01 | Q4 2028 | OTH | BA | 205 |  | No
Standalone Storage | 26INR0615 | Bell County Morgan Storage | Planned | DM-BCTRM, LLC | To Tap 138 kV Trimmier Substation (Bus# 136) | Bell | NORTH | 2028-04-01 | Q2 2028 | OTH | BA | 256.4 |  | No
Standalone Storage | 25INR0480 | Bell Creek BESS | Planned | BELL CREEK BESS, LLC | Tap 138kV 39500 West Colombia - 39703 FM524 | Brazoria | COASTAL | 2027-10-30 | Q4 2027 | OTH | BA | 200.9 | 2024-11-14 | No
Standalone Storage | 27INR0223 | Benitoite Storage | Planned | BT Van Storage, LLC | Tap 138kV 3183 VAN_8 - 3197 TYLERSW_8 | Van Zandt | NORTH | 2027-08-25 | Q3 2027 | OTH | BA | 125.65 |  | No
Standalone Storage | 27INR0294 | Bernice Energy Storage | Planned | Bernice Energy Storage LLC | 5135 ELMENDORF 138kV | Bexar | SOUTH | 2027-02-15 | Q1 2027 | OTH | BA | 402.8 |  | No
Standalone Storage | 25INR0743 | BERRY BESS1 | Planned | ESTX-PLD-HOUSTON8, LLC | TSP STATION NAME: BERRY Substation TSP STATION CODE: BERRY/BY LOAD TRANSFORMER NAME: TR4 BUS#: 45670 VOLTAGE: 138kV NODE: TR4 | Harris | HOUSTON | 2025-12-15 | Q4 2025 | OTH | BA | 9.95 | 2025-05-23 | Yes | 2025-11-12 | 2025-11-24
Standalone Storage | 28INR0373 | Berryman Road Storage | Planned | Horizon Energy Storage Greenfield Project Holdings LLC | Tap 138kV 1424# Bowman Substation - 11525# Short grass Substation | Archer | WEST | 2029-04-16 | Q2 2029 | OTH | BA | 155 |  | No
Standalone Storage | 25INR0696 | BESS Stadium | Planned | Grenergy USA | Substation: Stadium, XFMR # Substation transmission kV: 69kV ERCOT Station Long Name (ERCOT model): STADIUM ERCOT Station site code (short name): STADIUM ERCOT BUS# 8889 ERCOT Load Name: 2_69_12 | Jim Wells | SOUTH | 2026-01-30 | Q1 2026 | OTH | BA | 9.9 | 2024-02-26 | Yes | 2025-11-05 | 2025-11-18
Standalone Storage | 23INR0455 | Bessie Storage | Planned | Bessie Energy Storage, LLC | Charly Egner Substation Tap 345kV 80355 Del Sol - 80368 LV4 Bridge | Starr | SOUTH | 2026-12-01 | Q4 2026 | OTH | BA | 210.8 |  | No
Standalone Storage | 26INR0630 | Betel Storage I | Planned | BETEL STORAGE I | 3377 Little Pond Switch ( LTPSW) 345 | Milam | SOUTH | 2026-08-12 | Q3 2026 | OTH | BA | 500 |  | No
Standalone Storage | 26INR0633 | Betel Storage II | Planned | BETEL STORAGE II | 3377 Little Pond 345 | Milam | SOUTH | 2026-12-17 | Q4 2026 | OTH | BA | 500 |  | No
Standalone Storage | 23INR0381 | Bexar ESS | Planned | Bexar ESS LLC | 5007 Alamo One 138kV | Bexar | SOUTH | 2025-12-31 | Q4 2025 | OTH | BA | 102.6 | 2023-07-31 | Yes | 2025-05-06 | 2025-06-03
Standalone Storage | 26INR0301 | Bhalu Storage | Planned | Bhalu Storage, LLC | Tap 138kV Bulldog (#23833) – Elbow (#23834) | Howard | WEST | 2028-04-21 | Q2 2028 | OTH | BA | 205.5 |  | No
Standalone Storage | 25INR0239 | Big Five Storage | Planned | TX BESS 3 LLC | Tap 138kV (5784) Redgtss - (8380) Nedina | Hidalgo | SOUTH | 2028-01-15 | Q1 2028 | OTH | BA | 102.18 |  | No
Standalone Storage | 27INR0338 | Billie Storage | Planned | Weslaco Storage LLC | Tap 138kV 8357 North Weslaco – 8358 North Mercedes | Hidalgo | SOUTH | 2029-09-02 | Q3 2029 | OTH | BA | 83.75 |  | No
Standalone Storage | 22INR0467 | Bird Dog Energy Storage | Planned | VESI 37 LLC | 5669 Argenta 69kV | Live Oak | SOUTH | 2026-06-30 | Q2 2026 | OTH | BA | 60.4 | 2024-02-16 | Yes
Standalone Storage | 24INR0386 | Black & Gold Energy Storage | Planned | Black & Gold Energy Storage, LLC | 6364 Yellow Jacket Sub 138kV | Menard | WEST | 2027-07-30 | Q3 2027 | OTH | BA | 203.83 | 2024-08-14 | Yes
Standalone Storage | 26INR0376 | Blackcat Storage | Planned | Matagorda ESS, LLC | 138kV Blackcat Substation (#80124) | Matagorda | COASTAL | 2027-12-31 | Q4 2027 | OTH | BA | 200.59 |  | No
Standalone Storage | 27INR0485 | Blackland Prairie 1 Energy Storage | Planned | Tempus power management LLC | 9328 Austrop 138kV | Travis | SOUTH | 2027-12-01 | Q4 2027 | OTH | BA | 102.1 |  | No
Standalone Storage | 27INR0486 | Blackland Prairie 2 Energy Storage | Planned | Tempus power management LLC | 9328 Austrop 138kV | Travis | SOUTH | 2027-12-01 | Q4 2027 | OTH | BA | 102.1 |  | No
Standalone Storage | 27INR0487 | Blackland Prairie 3 Energy Storage | Planned | Tempus power management LLC | 9328 Austrop 138kV | Travis | SOUTH | 2027-12-01 | Q4 2027 | OTH | BA | 102.1 |  | No
Standalone Storage | 26INR0616 | Blanco County Behrends Storage | Planned | DM-BCB, LLC | #70482 Blanco Substation 138 kV - currently being upgraded | Blanco | SOUTH | 2028-12-15 | Q4 2028 | OTH | BA | 153.8 |  | No
Standalone Storage | 24INR0528 | Blanquilla BESS | Planned | Blanquilla BESS LLC | Tap 138kV 8452 LON_HILL4A - 8441 NUECES_B4A | Nueces | COASTAL | 2027-03-29 | Q1 2027 | OTH | BA | 200.78 | 2024-09-05 | Yes
Standalone Storage | 25INR0545 | Blue Creek Energy Storage | Planned | Blue Creek Energy Storage, LLC | Tap 138kV 42985 DYANN_POI8 - 43190 S_LANE_B138 Ckt 60 | Wharton | SOUTH | 2028-12-31 | Q4 2028 | OTH | BA | 101.2 |  | No
Standalone Storage | 25INR0146 | Blue Heron BESS | Planned | Blue Heron BESS, LLC | Tap 138kV MANSON (1094) - Riverton (11083) | Reeves | WEST | 2028-03-31 | Q1 2028 | OTH | BA | 201.13 |  | No
Standalone Storage | 25INR0046 | Blue Skies BESS | Planned | ACTX BESS Project LLC | 68090 SAM SW 345kV | Hill | NORTH | 2027-12-31 | Q4 2027 | OTH | BA | 306.26 | 2024-06-20 | Yes
Standalone Storage | 25INR0434 | Bluegill BESS | Planned | Bluegill BESS, LLC | Tap 138 kV 40130 Atascocita - 40690 East Gate | Harris | HOUSTON | 2027-10-31 | Q4 2027 | OTH | BA | 251 |  | No
Standalone Storage | 27INR0396 | Bluewind BESS | Planned | Bluewind Energy Center, LLC | 5713 Oaks Substation 138kV | Atascosa | SOUTH | 2029-07-02 | Q3 2029 | OTH | BA | 246.5 |  | No
Standalone Storage | 25INR0385 | Bobcat Cameron BESS | Planned | Bobcat BESS, LLC | 5764 East Rio Hondo Substation 138kV | Cameron | COASTAL | 2027-12-31 | Q4 2027 | OTH | BA | 200.78 |  | No
Standalone Storage | 25INR0706 | Bocanova Power II | Planned | Bocanova Power II LLC | 39030 TNMP Alvin 138kV | Brazoria | COASTAL | 2026-06-30 | Q2 2026 | OTH | BA | 150.46 | 2025-08-19 | Yes
Standalone Storage | 26INR0472 | Bologna BESS | Planned | MALONEY BESS LLC | Tap 138kV #1450 Pleasant Valley Switch - #1492 Wichita Falls Riverbend | Wichita | WEST | 2028-04-19 | Q2 2028 | OTH | BA | 202.56 |  | No
Standalone Storage | 26INR0283 | Bonaparte BESS | Planned | Bonaparte BESS, LLC | 7568 Lincoln 138 kV | Lee | SOUTH | 2027-12-29 | Q4 2027 | OTH | BA | 153.67 |  | No
Standalone Storage | 25INR0039 | Borderland ESC | Planned | FRESH AIR ENERGY II, LLC | tap 138kV 8380 NEDIN4A – 8632 NMCALLEN4C | Hidalgo | SOUTH | 2026-06-30 | Q2 2026 | OTH | BA | 200 |  | No
Standalone Storage | 22INR0443 | Bowstring BESS | Planned | Longbow Energy Storage, LLC | 8961 White Point 138kV | San Patricio | COASTAL | 2028-09-18 | Q3 2028 | OTH | BA | 155 | 2025-09-09 | Yes
Standalone Storage | 26INR0034 | Bracero Pecan Storage | Planned | Bracero Pecan Storage LLC | 60716 SARAGOSA 138kV | Reeves | WEST | 2027-07-01 | Q3 2027 | OTH | BA | 238.21 | 2024-06-27 | Yes
Standalone Storage | 26INR0120 | Bramble Energy Center | Planned | Bramble Energy Center, LLC | 8236 West Batesville 138kV | Zavala | SOUTH | 2028-12-22 | Q4 2028 | OTH | BA | 225.1 |  | No
Standalone Storage | 22INR0332 | Brantley Branch Batt | Planned | Brantley Branch LLC | Mt. Enterprise (Bus # 3116) – Martin Lake 345kv Line (Bus # 3100 | Rusk | NORTH | 2029-02-01 | Q1 2029 | OTH | BA | 302.35 |  | No
Standalone Storage | 27INR0398 | Bravo BESS | Planned | Bravo BESS LLC | Tap 345kV 80220 CENIZO7A - 80224 TIEMPO7A | Webb | SOUTH | 2027-12-12 | Q4 2027 | OTH | BA | 207.38 |  | No
Standalone Storage | 26INR0314 | Brazos River BESS | Planned | Brazos River BESS LLC | Tap 138kV 39530 West Colombia LOCAL TNP - 39560 ANGLETON TNP | Brazoria | COASTAL | 2027-10-30 | Q4 2027 | OTH | BA | 180.36 | 2025-05-24 | No
Standalone Storage | 28INR0030 | Brela BESS LLC | Planned | Brela BESS LLC | 44040 Bailey SW 345 kV | Wharton | SOUTH | 2028-05-29 | Q2 2028 | OTH | BA | 251.3 |  | No
Standalone Storage | 26INR0427 | BremRaek BESS | Planned | BremRaek BESS | 7271 LCRA New Bremen 138 kV | Austin | SOUTH | 2027-11-14 | Q4 2027 | OTH | BA | 200.6 |  | No
Standalone Storage | 23INR0342 | Brizo BESS | Planned | BRP Brizo BESS LLC | 138 kV Loop 463 Substation (#5680) | Victoria | SOUTH | 2027-12-01 | Q4 2027 | OTH | BA | 140.76 | 2025-03-27 | No
Standalone Storage | 23INR0456 | Bronze Quinta Storage | Planned | KCE TX 28, LLC | S_MCALLN 8371 (S. McAllen 138kV Substation) | Hidalgo | SOUTH | 2028-01-01 | Q1 2028 | OTH | BA | 103.51 |  | No
Standalone Storage | 28INR0166 | Brookesmith Storage | Planned | Brookesmith Storage LLC | Tap Brown Switch #1444 – Russell Gap Switch #3348 | Brown | NORTH | 2029-05-07 | Q2 2029 | OTH | BA | 351 |  | No
Standalone Storage | 27INR0243 | Brookview Road BESS | Planned | Brookview Reliability Project LLC | Channelview 1 ( 40280) 138kV Substation | Harris | HOUSTON | 2028-05-02 | Q2 2028 | OTH | BA | 203.2 | 2025-02-01 | Yes
Standalone Storage | 25INR0432 | Brotherton Storage | Planned | BT Brotherton Storage, LLC | 6937 Tucker Sub 138kV | Anderson | NORTH | 2027-05-01 | Q2 2027 | OTH | BA | 176.13 | 2024-08-06 | Yes
Standalone Storage | 23INR0074 | BRP Ampato BESS | Planned | BRP Ampato BESS LLC | 10002 NS Crane Switch 138kV | Crane | WEST | 2027-12-01 | Q4 2027 | OTH | BA | 121.56 |  | No
Standalone Storage | 23INR0272 | BRP Aras BESS | Planned | BRP Aras BESS LLC | 76595 North McCamey 138kV | Upton | WEST | 2028-12-01 | Q4 2028 | OTH | BA | 303.59 |  | No
Standalone Storage | 24INR0130 | BRP Artemis BESS | Planned | BRP Artemis BESS LLC | 40600 Roans Prairie Substation 345kV | Grimes | NORTH | 2028-12-01 | Q4 2028 | OTH | BA | 411.32 |  | No
Standalone Storage | 23INR0137 | BRP Diran BESS | Planned | BRP Diran BESS LLC | 43190 South Lane City 138kV | Wharton | SOUTH | 2028-01-31 | Q1 2028 | OTH | BA | 100.63 | 2025-01-07 | Yes
Standalone Storage | 24INR0134 | BRP Hemera BESS | Planned | BRP Hemera BESS LLC | 345 kV Deaf Smith Substation (#23908, Oncor) | Deaf Smith | PANHANDLE | 2029-12-01 | Q4 2029 | OTH | BA | 206.96 |  | No
Standalone Storage | 22INR0427 | BRP Kabru BESS | Planned | BRP Kabru BESS LLC | 1159 Andrew North - 11284 Blackbird 138kV | Andrews | WEST | 2028-12-01 | Q4 2028 | OTH | BA | 202.45 |  | No
Standalone Storage | 23INR0104 | BRP Kamet BESS | Planned | BRP Kamet BESS LLC | Andrews North – McKenzie Draw Switch 138 kV | Andrews | WEST | 2025-12-01 | Q4 2025 | OTH | BA | 202.46 |  | No
Standalone Storage | 24INR0135 | BRP Mekong BESS | Planned | BRP Mekong BESS LLC | Tap 345 kV line from Twin Oak Switch (#3400) to TPN One Plant Switchyard (#39950) | Robertson | NORTH | 2027-12-01 | Q4 2027 | OTH | BA | 409.88 |  | No
Standalone Storage | 22INR0383 | BRP Musca BESS | Planned | BRP Musca BESS LLC | 60361 Santa Rita 138kV | Reagan | WEST | 2027-12-01 | Q4 2027 | OTH | BA | 100.51 |  | No
Standalone Storage | 23INR0275 | BRP Nile BESS | Planned | BRP Nile BESS LLC | 80220 Cenizo 345kV | Webb | SOUTH | 2027-12-01 | Q4 2027 | OTH | BA | 202.34 |  | No
Standalone Storage | 22INR0386 | BRP Octans BESS | Planned | BRP OCTANS BESS LLC | 6671 Tombstone 138kV | Pecos | WEST | 2029-12-01 | Q4 2029 | OTH | BA | 129.57 |  | No
Standalone Storage | 23INR0139 | BRP Passu BESS | Planned | BRP Passu BESS LLC | 6111 Riley 345kV | Wilbarger | WEST | 2028-12-31 | Q4 2028 | OTH | BA | 301.82 |  | No
Standalone Storage | 22INR0390 | BRP Perseus BESS | Planned | BRP Perseus BESS LLC | tap 138 kV line from Lon Hill (#8452) to Bessel (#8060) | Nueces | COASTAL | 2027-12-01 | Q4 2027 | OTH | BA | 202.5 |  | No
Standalone Storage | 22INR0385 | BRP Pictor BESS | Planned | BRP Pictor BESS LLC | 60400 Lynx 138kV | Crane | WEST | 2025-11-01 | Q4 2025 | OTH | BA | 201.07 |  | No
Standalone Storage | 23INR0431 | BRP Pollux BESS | Planned | BRP Pollux BESS LLC | 138 kV Olsen Switching Station (#37460) | Bosque | NORTH | 2026-12-01 | Q4 2026 | OTH | BA | 163.42 |  | No
Standalone Storage | 23INR0094 | BRP Pyxis BESS | Planned | BRP Pyxis BESS LLC | tap 138kV 1009 Yucca - 11197 Sand Tank Pod | Ward | WEST | 2028-12-01 | Q4 2028 | OTH | BA | 206.87 |  | No
Standalone Storage | 23INR0075 | BRP Rhine BESS | Planned | BRP Rhine BESS LLC | Tap 345kV 11188 QUARRYFLD - 11010 WOLF | Ward | WEST | 2028-12-01 | Q4 2028 | OTH | BA | 206.89 |  | No
Standalone Storage | 23INR0330 | BRP Snowdon BESS | Planned | BRP SNOWDON BESS LLC | 23914 Tule Canyon Substation 345kV | Briscoe | PANHANDLE | 2028-12-01 | Q4 2028 | OTH | BA | 410.94 |  | No
Standalone Storage | 24INR0111 | BRP Triton BESS | Planned | BRP Triton BESS LLC | 138 kV Comanche Switch Substation (#1441) | Comanche | NORTH | 2026-12-01 | Q4 2026 | OTH | BA | 205.36 |  | No
Standalone Storage | 23INR0071 | BRP Volans BESS | Planned | BRP Volans BESS LLC | 11189 Quarry Field SW - 1074 Wink 138kV | Winkler | WEST | 2027-12-01 | Q4 2027 | OTH | BA | 206.88 |  | No
Standalone Storage | 26INR0498 | Buckaroo BESS | Planned | Weatherford BESS LLC | Tap 138kV BROCK(487) – STHBROCKSW(489) | Parker | NORTH | 2027-12-08 | Q4 2027 | OTH | BA | 120 |  | No
Standalone Storage | 25INR0650 | Buda BESS | Planned | Buda Infra LLC | Transmisson kV - 138 Interconnection kV - 24.9 EROCT Bus # - 70498 ERCOT Load Name - BUDA_T1 Station Code - BUDA | Hays | SOUTH | 2026-04-08 | Q2 2026 | OTH | BA | 9.9 | 2025-02-26 | Yes
Standalone Storage | 26INR0405 | Buffalo Creek BESS | Planned | Old 300 Storage Center, LLC | 44090 Cedar Creek 345kV | Fort Bend | HOUSTON | 2026-03-10 | Q1 2026 | OTH | BA | 251.4 | 2024-10-02 | Yes | 2025-12-22
Standalone Storage | 24INR0274 | Bufflehead BESS | Planned | Boxcar Energy Storage, LLC | 2475 Lavon Switch 138kV | Collin | NORTH | 2027-02-15 | Q1 2027 | OTH | BA | 153.3 | 2024-04-10 | No
Standalone Storage | 26INR0548 | Burnet Bay Storage | Planned | TOCE TX BESS 4, LLC | tap 138kV 40390 Crosby - 40790 Haney | Harris | HOUSTON | 2027-06-01 | Q2 2027 | OTH | BA | 207.83 |  | No
Standalone Storage | 24INR0319 | Burro Loco Energy Storage | Planned | VESI | 8626 Resaca 69kV | Cameron | COASTAL | 2026-12-01 | Q4 2026 | OTH | BA | 25.14 |  | No
Standalone Storage | 23INR0336 | Bypass Battery Storage | Planned | Bypass BESS LLC | 44000 W_A_P__POI5A 345 kV | Fort Bend | HOUSTON | 2025-12-15 | Q4 2025 | OTH | BA | 207.89 | 2023-12-04 | Yes | 2025-10-17 | 2025-11-04
Standalone Storage | 26INR0525 | Bypass BESS II | Planned | Bypass BESS II LLC | 44000 Wa Parish 345 kV | Fort Bend | HOUSTON | 2027-04-30 | Q2 2027 | OTH | BA | 415.97 |  | No
Standalone Storage | 25INR0347 | Cadet Storage | Planned | TX BESS 5, LLC | Tap 69kV 32864 BRYN_ATK69 to 32873 BRYN SHADY | Brazos | NORTH | 2026-04-01 | Q2 2026 | OTH | BA | 104.42 |  | No
Standalone Storage | 25INR0346 | Cado Storage | Planned | Cado Storage, LLC | Tap 138 kV Line from Braunig East (#5030) to Highland Hills (#5205) Ckt. 1 | Bexar | SOUTH | 2029-04-06 | Q2 2029 | OTH | BA | 205.51 |  | No
Standalone Storage | 26INR0448 | Cairos Storage 2 | Planned | Cairos Solar, LLC | 7425 ODLAW SWITCH 138kV | Kinney | SOUTH | 2026-12-31 | Q4 2026 | OTH | BA | 184 |  | No
Standalone Storage | 26INR0243 | Caladium BESS | Planned | Caladium Storage, LLC | 57664 Sunnyside 69kV | Waller | HOUSTON | 2027-11-30 | Q4 2027 | OTH | BA | 201.28 |  | No
Standalone Storage | 27INR0325 | Calf Creek Storage | Planned | Coyote Ridge Storage, LLC | Buffalo 138 kV Substation #23837 | Howard | WEST | 2028-07-01 | Q3 2028 | OTH | BA | 100.7 |  | No
Standalone Storage | 27INR0382 | Calico BESS | Planned | Nova Clean Energy LLC | Tap 138 kV 8723 CANGREJO4A - 8721 BEECHER4A | Victoria | SOUTH | 2028-06-01 | Q2 2028 | OTH | BA | 204.9 |  | No
Standalone Storage | 26INR0590 | Callisto ID Energy Center | Planned | Tempus Power management LLC | 47150 (H_O_C__B138) 138kV | Harris | HOUSTON | 2026-12-01 | Q4 2026 | OTH | BA | 100 |  | No
Standalone Storage | 22INR0558 | Callisto II Energy Center | Planned | Callisto II Energy Center LLC | 47150 HO Clarke 138kV | Harris | HOUSTON | 2026-07-01 | Q3 2026 | OTH | BA | 203.2 | 2023-12-11 | Yes
Standalone Storage | 23INR0480 | Camellia Storage | Planned | Camellia Storage Project LLC | Tap 138 kV 8358 NORTH MERCEDES - 8327 HARLINGEN 138 kV | Hidalgo | SOUTH | 2027-03-17 | Q1 2027 | OTH | BA | 90.76 |  | No
Standalone Storage | 26INR0180 | Cape Rich BESS | Planned | Cape Rich BESS | 3387 Revolution Switch 138kV | Navarro | NORTH | 2028-04-17 | Q2 2028 | OTH | BA | 150.52 | 2025-02-03 | No
Standalone Storage | 28INR0020 | Caracara Energy Storage Center | Planned | FRESH AIR ENERGY II, LLC | Tap 138kV 5055 Cagnon - 5346 Potranco | Bexar | SOUTH | 2028-08-01 | Q3 2028 | OTH | BA | 203 |  | No
Standalone Storage | 24INR0436 | Carambola BESS | Planned | SMT McAllen II LLC | North Mcallen 138 kV Substation (N_MCALLN, Bus#8632) | Hidalgo | SOUTH | 2026-04-20 | Q2 2026 | OTH | BA | 100.9 | 2023-07-31 | Yes
Standalone Storage | 25INR0550 | Carolina Storage Friendswood | Planned | CSE Storage, LLC | TAP 138kV 39010 HASTINGS - 38980 FRIENDSWOOD | Brazoria | COASTAL | 2027-09-30 | Q3 2027 | OTH | BA | 105.08 |  | No
Standalone Storage | 25INR0629 | Carolina Storage Midland | Planned | CSE Storage, LLC | Tap 345kV 10057 Prong Moss Switch - 10062 Rockhound Switch CKT 1 | Howard | WEST | 2028-10-03 | Q4 2028 | OTH | BA | 204.7 |  | No
Standalone Storage | 25INR0611 | Carolina Storage Odessa | Planned | CSE Storage, LLC | 1058 LONGSHORE 345kV | Howard | WEST | 2029-05-01 | Q2 2029 | OTH | BA | 202.8 |  | No
Standalone Storage | 25INR0628 | Carolina Storage Wichita Falls | Planned | CSE Storage, LLC | Tap 345kV 1422 Bowman - 1458 Cobb Switch | Archer | WEST | 2028-08-01 | Q3 2028 | OTH | BA | 202 |  | No
Standalone Storage | 26INR0302 | Carolina Storage Young County | Planned | CSE Storage, LLC | TAP 138 KV BUS AND CREAT NEW BUS BETWEEN MURRAY (792) AND GRAHAM SES (1431) COUNTY : YOUNG | Young | WEST | 2028-08-01 | Q3 2028 | OTH | BA | 104.5 |  | No
Standalone Storage | 25INR0592 | Carrizo Springs BESS | Planned | Regis Carrizo Springs LLC | Station Name: CARRIZO SPRINGS Station Code: CARIZZO Load/Load XFMR Name: LOAD1 PTI Bus Number: #8244 Voltage in kV (Transmission): 69 kV Distribution Voltage: 12.47 kV | Dimmit | SOUTH | 2025-12-03 | Q4 2025 | OTH | BA | 9.99 | 2023-11-29 | Yes | 2025-05-16 | 2025-07-16
Standalone Storage | 23INR0494 | Cartwheel BESS 1 | Planned | Cartwheel BESS, LLC | Tap 345kV 1697 Sulphur Springs Switch – 2464 Cash Switch | Hopkins | NORTH | 2025-12-23 | Q4 2025 | OTH | BA | 154.2 | 2023-11-10 | Yes | 2025-06-26 | 2025-09-10
Standalone Storage | 23INR0495 | Cartwheel BESS 2 | Planned | RWE Renewables | Tap 345kV 1697 Sulphur Springs Switch – 2464 Cash Switch | Hopkins | NORTH | 2028-06-15 | Q2 2028 | OTH | BA | 156.91 |  | No
Standalone Storage | 29INR0065 | Cash Mills Storage Center | Planned | Mills Storage Center | Tap Line between Evant (bus#7068) and Goldthwaite (Bus# 7070) | Mills | NORTH | 2029-06-01 | Q2 2029 | OTH | BA | 200.66 |  | No
Standalone Storage | 27INR0364 | Cashel BESS | Planned | TIPPSOL LLC | 6500 Live Oak AEP 138kV | Schleicher | WEST | 2028-03-15 | Q1 2028 | OTH | BA | 150.44 |  | No
Standalone Storage | 23INR0358 | Castor BESS | Planned | BRP Castor BESS LLC | 138 kV West Columbia Local Substation (#39530) | Brazoria | COASTAL | 2026-05-31 | Q2 2026 | OTH | BA | 205.39 | 2023-02-15 | Yes
Standalone Storage | 28INR0097 | Catamount Storage | Planned | TOCE TX BESS 3, LLC | Tap 345kV 46100 North Belt - 40850 Jordan CKT 99 | Harris | HOUSTON | 2028-06-01 | Q2 2028 | OTH | BA | 515.44 |  | No
Standalone Storage | 24INR0394 | CATHODE BESS | Planned | CED Development Inc. | 76635 King Mountain 138kV | Upton | WEST | 2026-12-31 | Q4 2026 | OTH | BA | 150 |  | No
Standalone Storage | 27INR0354 | Cebocell BESS | Planned | Cebocell, LLC | 3137 BlackFork 138 KV | Smith | NORTH | 2028-10-31 | Q4 2028 | OTH | BA | 200.87 |  | No
Standalone Storage | 26INR0464 | Ceres BESS | Planned | Ceres BESS, LLC | Tap 138 kV 6883 QUINLAN NORTH SS - 6860 UNION VALLEY SS | Hunt | NORTH | 2027-11-30 | Q4 2027 | OTH | BA | 202.7 |  | No
Standalone Storage | 27INR0392 | Cernan BESS | Planned | Scarlet BESS LLC | Hillje 345kV (#44200) | Wharton | SOUTH | 2027-06-01 | Q2 2027 | OTH | BA | 301.15 |  | No
Standalone Storage | 27INR0206 | Chacon Creek | Planned | Cattlemen BESS LLC | (#8962) LYTLE4A 138KV | Medina | SOUTH | 2027-10-31 | Q4 2027 | OTH | BA | 188.95 |  | No
Standalone Storage | 25INR0138 | Champaign BESS | Planned | Champaign BESS, LLC | Tap 138kV Shaw POD (18664) – Desert Wind Sub (11222) new station Potterson Lake Switch | Glasscock | WEST | 2027-06-28 | Q2 2027 | OTH | BA | 201.13 | 2025-07-31 | No
Standalone Storage | 28INR0300 | Champion Road BESS | Planned | Horizon Energy Storage Greenfield Project Holdings LLC | 138 kV Tap 3328 Lufkin South - 3324 Lufkin Switch Tap East | Angelina | NORTH | 2028-09-30 | Q3 2028 | OTH | BA | 206 |  | No
Standalone Storage | 27INR0216 | Champs Elysees BESS | Planned | Champs Elysees Renewables, LLC | Tap 345 kV 3377 Little Pond Switch - 3704 Hog Creek Switch | Milam | SOUTH | 2027-12-15 | Q4 2027 | OTH | BA | 256.1 |  | No
Standalone Storage | 21INR0260 | Chariot Storage | Planned | Chariot Storage LLC | tap 69kV 99 Ben Hur - 107 Prairie Hill | Limestone | NORTH | 2028-02-29 | Q1 2028 | OTH | BA | 50 |  | No
Standalone Storage | 28INR0156 | Chimney Rock BESS | Planned | Taylor ESS, LLC | Tap 138kV 76317 MOORE - 76318 BUTMAN | Taylor | WEST | 2028-04-10 | Q2 2028 | OTH | BA | 156 |  | No
Standalone Storage | 24INR0294 | Citrus Flatts BESS | Planned | Citrus Flatts Energy Center, LLC | 80022 Oleander 138kV | Cameron | COASTAL | 2026-05-16 | Q2 2026 | OTH | BA | 101.2 | 2023-09-08 | Yes | 2025-12-16
Standalone Storage | 25INR0271 | City Breeze BESS | Planned | City Breeze BESS LLC | 8111 MAGILL4A 138KV | Matagorda | COASTAL | 2027-03-18 | Q1 2027 | OTH | BA | 143.1 | 2024-05-15 | Yes
Standalone Storage | 24INR0500 | Claire BESS | Planned | BRP Blue Topaz 3, LLC | 40011 Cedar Bayou 138kV | Harris | HOUSTON | 2027-12-17 | Q4 2027 | OTH | BA | 406.01 |  | No
Standalone Storage | 26INR0612 | Clay County Yang Storage | Planned | DM-CCY, LLC | 1458 Cobb Switching Station 345 kV | Clay | WEST | 2028-10-01 | Q4 2028 | OTH | BA | 307.51 |  | No
Standalone Storage | 26INR0552 | Coastal Bayou Storage | Planned | TOCE TX BESS 5, LLC | Tap 138kV #40015 Cedar Bayou Plant - #40050 Sjolander Ckt 86 | Harris | HOUSTON | 2027-06-01 | Q2 2027 | OTH | BA | 174.59 |  | No
Standalone Storage | 27INR0436 | Coati Energy Storage | Planned | PowerPulse LLC | Bus # 40830, Humble, 138 kV | Harris | HOUSTON | 2029-06-15 | Q2 2029 | OTH | BA | 202.8 |  | No
Standalone Storage | 26INR0374 | Cobra Clean Energy Center | Planned | Cobra Clean Energy Center LLC | looped on circuit 04 between Mustang Bayou (#42960) and Hudson (#42100) | Brazoria | COASTAL | 2027-10-08 | Q4 2027 | OTH | BA | 100.4 |  | No
Standalone Storage | 26INR0599 | Coda BESS | Planned | Coda BESS, LLC | (#80258) Mayo 138kV | San Patricio | COASTAL | 2028-07-31 | Q3 2028 | OTH | BA | 202 |  | No
Standalone Storage | 28INR0155 | Coke BESS | Planned | Coke ESS, LLC | 76090 Divide Switchyard 345kV | Coke | WEST | 2028-04-10 | Q2 2028 | OTH | BA | 220.3 |  | No
Standalone Storage | 27INR0365 | Comanche BESS | Planned | ENERGOS BESS | #1440 Comanche Switching Station 345kV | Comanche | NORTH | 2028-10-11 | Q4 2028 | OTH | BA | 614.4 |  | No
Standalone Storage | 23INR0425 | Coneflower Storage Project | Planned | Coneflower Storage Project LLC | 40855 JORDON 138 kV | Chambers | HOUSTON | 2027-02-03 | Q1 2027 | OTH | BA | 170.85 | 2024-03-25 | Yes
Standalone Storage | 25INR0566 | Copano Bay Energy Storage | Planned | Copano Bay Energy Storage, LLC | Tap 138kV 42980 Nash - 44010 WA Parish Ckt 2 | Brazoria | COASTAL | 2027-12-31 | Q4 2027 | OTH | BA | 201.04 |  | No
Standalone Storage | 28INR0118 | Copperleaf Energy Storage | Planned | Copperleaf Energy Storage, LLC | Tap 345kV Fisher Road Switch (#1425) – Riley (#6101) | Wichita | WEST | 2029-04-18 | Q2 2029 | OTH | BA | 306.53 |  | No
Standalone Storage | 27INR0195 | CORRUSCANT BESS | Planned | AEU Battery Project III LLC | Tap 345kV 59904 COTTONWOOD - 60500 EDITHCLA7A | Dickens | PANHANDLE | 2027-04-18 | Q2 2027 | OTH | BA | 401.45 |  | No
Standalone Storage | 27INR0102 | Cottonseed Energy Storage | Planned | Cottonseed Energy Storage LLC | South Lane City and PSEE # is 43190 | Wharton | SOUTH | 2027-04-20 | Q2 2027 | OTH | BA | 207.6 |  | No
Standalone Storage | 26INR0259 | Cottontail Energy Center | Planned | Cottontail Energy Center, LLC | 7258 Glidden Substation 138kV | Colorado | SOUTH | 2027-10-19 | Q4 2027 | OTH | BA | 200.85 |  | No
Standalone Storage | 24INR0638 | Cotulla BESS 1 | Planned | SBESS TX19 LLC | Cotulla Substation XFMR 2 #460 CKT Sub max transmission - 138kv Substation name - COTULLA Bus # 8610 Load - LOAD02 | La Salle | SOUTH | 2026-04-20 | Q2 2026 | OTH | BA | 9.9 | 2024-04-15 | Yes | 2025-07-02 | 2025-08-19
Standalone Storage | 26INR0512 | County Road BESS | Planned | County Rd Infra LLC | COUNTY ROAD COUNTY ROAD SUB TNP 138kv CNTYRDS Bus # 38047 Load Name - CNTYRD_1 | Reeves | WEST | 2026-03-31 | Q1 2026 | OTH | BA | 9.9 | 2025-01-01 | Yes
Standalone Storage | 27INR0151 | Coyote Den Storage | Planned | Coyote Den Energy Center, LLC | The Kenedy Switching Station #2 (#8186) to Rosata POD (#8153) Line ; AEP | Karnes | SOUTH | 2029-09-30 | Q3 2029 | OTH | BA | 156.61 |  | No
Standalone Storage | 27INR0432 | Coyote Ridge BESS | Planned | Grenergy USA | 292 Holder 138 kV | Brown | NORTH | 2027-10-06 | Q4 2027 | OTH | BA | 111.06 |  | No
Standalone Storage | 22INR0347 | Crater BESS | Planned | BRP Crater BESS LLC | Tap 345 kV Rockhound Switch (10062) – Prong Moss Switch (10057) ckt 1 | Howard | WEST | 2028-03-01 | Q1 2028 | OTH | BA | 301.5 |  | No
Standalone Storage | 26INR0089 | Crescent C BESS | Planned | OCI La Salle ESS LLC | Tap 345kV LOBO7A (#80219) - FOWLERTONSW5 (#5709) CKT#2 | La Salle | SOUTH | 2028-02-12 | Q1 2028 | OTH | BA | 508.34 |  | No
Standalone Storage | 29INR0088 | Cricket Storage | Planned | Cricket Storage, LLC | Tap 138kV #3179 Pauline - #3177 Eustace | Henderson | NORTH | 2028-10-05 | Q4 2028 | OTH | BA | 232.18 |  | No
Standalone Storage | 23INR0359 | Crios BESS | Planned | BRP Crios BESS LLC | Tap 138 kV 1649 HASSE_P8 - 1684 SABANA_8 | Comanche | NORTH | 2028-03-01 | Q1 2028 | OTH | BA | 205.46 |  | No
Standalone Storage | 24INR0405 | Crowned Heron BESS | Planned | RWE Renewables | WA Parish 345 kV Bus #44000 | Fort Bend | HOUSTON | 2026-06-30 | Q2 2026 | OTH | BA | 154.2 | 2023-06-26 | Yes | 2025-12-08
Standalone Storage | 24INR0493 | Crowned Heron BESS 2 | Planned | RWE Renewables | WA Parish 345 kV Bus #44000 | Fort Bend | HOUSTON | 2026-03-31 | Q1 2026 | OTH | BA | 154.2 | 2024-08-20 | Yes
Standalone Storage | 26INR0573 | Cummins BESS | Planned | RWE Solar Development, LLC | 1333 MCDONALD 138kV | Glasscock | WEST | 2028-06-30 | Q2 2028 | OTH | BA | 200.89 |  | No
Standalone Storage | 24INR0178 | Cumulus Grid BESS | Planned | Cumulus Grid, LLC | 1906 Venus Switch Substation 345kV | Ellis | NORTH | 2028-01-01 | Q1 2028 | OTH | BA | 210.74 | 2025-06-03 | Yes
Standalone Storage | 27INR0451 | Dairyland Storage | Planned | ENGIE IR Holdings LLC | To 345 kV Birthright Station (#11684) | Hopkins | NORTH | 2029-04-30 | Q2 2029 | OTH | BA | 301.8 |  | No
Standalone Storage | 23INR0603 | Damon BESS 2 | Planned | PR DAMON, LLC | 9.99 MW 50 MWh battery energy storage project connecting at 12.47kV Damon (DA) substation. Station Name (TDSP Station Code): DA Load/Load Transformer Name: TR2 PTI BUS number: 42370 Voltage in kV (Transmission Level): 138 kV | Brazoria | COASTAL | 2026-08-21 | Q3 2026 | OTH | BA | 9.99 | 2023-10-06 | Yes
Standalone Storage | 23INR0790 | DAMON BESS3 | Planned | BarBar Storage LLC | Station Name: DAMON TSP Station Code: DA Load/Load Transformer Name: TR2 PTI BUS number: 42370 Voltage in kV (Transmission Level): 138 kV Node (associated w/ load/load XFRM in NMMS): TR2 | Brazoria | COASTAL | 2025-12-01 | Q4 2025 | OTH | BA | 9.96 | 2024-01-30 | Yes | 2025-09-29
Standalone Storage | 25INR0554 | Dan Kearney BESS | Planned | Dan Kearney BESS LLC | 39703 TNFM524 138kV | Brazoria | COASTAL | 2027-10-01 | Q4 2027 | OTH | BA | 204.38 | 2024-10-18 | No
Standalone Storage | 28INR0293 | Dart Energy Storage A1 | Planned | Dart Energy Storage LLC | TAP138KV #6290 ABILENE MAPLE STREET - #6275 ABILENE EAST | Taylor | WEST | 2028-11-30 | Q4 2028 | OTH | BA | 50 |  | No
Standalone Storage | 24INR0142 | De Los Santos | Planned | BRP De Los Santos BESS LLC | 78016 Sunglow Substation 138kV | Maverick | SOUTH | 2027-12-01 | Q4 2027 | OTH | BA | 200.97 |  | No
Standalone Storage | 26INR0555 | Desert Palm BESS | Planned | Desert Palm BESS LLC | 78280 Bevo Substation 138 kV | Dimmit | SOUTH | 2027-07-01 | Q3 2027 | OTH | BA | 201.3 |  | No
Standalone Storage | 24INR0128 | Desna BESS | Planned | BRP Desna BESS LLC | 39703 TNP FM524 138kV | Brazoria | COASTAL | 2026-05-31 | Q2 2026 | OTH | BA | 205.46 | 2023-09-15 | Yes
Standalone Storage | 28INR0392 | Devine Mary BESS | Planned | Devine Mary BESS | 5813 PEARSONSW8 138 kV | Medina | SOUTH | 2028-11-21 | Q4 2028 | OTH | BA | 200.58 |  | No
Standalone Storage | 27INR0149 | Diablo Campo Storage | Planned | Diablo Campo Energy Center, LLC | The Coleto Greek (#8164) to Pawnee Switching Station (#5725) ; LCRA | Goliad | SOUTH | 2029-09-30 | Q3 2029 | OTH | BA | 313.54 |  | No
Standalone Storage | 27INR0115 | Diamante BESS | Planned | Flexen USA LLC | 40600 ROANS__POI_5 345kV | Grimes | NORTH | 2028-11-01 | Q4 2028 | OTH | BA | 513.68 |  | No
Standalone Storage | 26INR0428 | Diamond Cowboy Storage | Planned | Diamond B Storage, LLC | Tap 345kV 8249 Angstrom - 8624 Grissom | San Patricio | COASTAL | 2028-10-16 | Q4 2028 | OTH | BA | 103.5 |  | No
Standalone Storage | 25INR0386 | Diaz BESS | Planned | BRP Blue Topaz 10, LLC | 8950 Olmito 138kV | Cameron | COASTAL | 2027-11-18 | Q4 2027 | OTH | BA | 241.48 |  | No
Standalone Storage | 25INR0441 | Dios BESS | Planned | Dios BESS, LLC | 8117 GANADO138kV | Jackson | SOUTH | 2027-12-31 | Q4 2027 | OTH | BA | 201.08 | 2025-04-03 | Yes
Standalone Storage | 25INR0139 | Dolce BESS | Planned | Dolce BESS, LLC | Tap 138kV 1189 BARBER_LK1_8 - 19520 CHINAGRVX2_8 | Mitchell | WEST | 2028-01-31 | Q1 2028 | OTH | BA | 100.65 |  | No
Standalone Storage | 25INR0495 | Dolomite Storage | Planned | BT Wilson Storage, LLC | 218 Rockett 69kV | Ellis | NORTH | 2026-12-01 | Q4 2026 | OTH | BA | 125.7 |  | No
Standalone Storage | 27INR0342 | Dorsey Road BESS | Planned | Horizon Energy Storage Greenfield Project Holdings LLC | Tap 138 kV Chavanea (5085) - Palo Alto (5330). | Bexar | SOUTH | 2029-08-31 | Q3 2029 | OTH | BA | 155 |  | No
Standalone Storage | 24INR0476 | DOS RIOS ENERGY STORAGE SLF | Planned | DOS RIOS SOLAR, LLC | TAP 69 KV 61 BRANCHVILLE -- 65 SILVER CITY | Milam | SOUTH | 2027-03-15 | Q1 2027 | OTH | BA | 164.5 | 2025-05-13 | Yes
Standalone Storage | 26INR0393 | Dove Wing Storage | Planned | Dove Run Solar Project, LLC | 138 kV Zenaida Bus# 80043 | Duval | SOUTH | 2028-10-15 | Q4 2028 | OTH | BA | 122.41 |  | No
Standalone Storage | 25INR0764 | Downtown BESS | Planned | Fort Stockton Clean Energy Center, LLC | New DESR on the coordinates above tie at 12.47kV to: TSP Station Name: Downtown TSP Station Code: TNFS Load Name: LOAD2 Bus #: PTI Bus Number: 38360 Voltage (Transmission level kV): 69kV Node (load/load XFMR in NMMS): 0007 | Pecos | WEST | 2026-01-30 | Q1 2026 | OTH | BA | 9.99 | 2024-12-27 | Yes | 2025-11-20 | 2025-12-12
Standalone Storage | 25INR0101 | Drake BESS | Planned | Mallard Energy Storage LLC | #833 Wylie Switch 138kV | Collin | NORTH | 2026-07-14 | Q3 2026 | OTH | BA | 257.3 | 2025-05-06 | Yes
Standalone Storage | 25INR0402 | Driet BESS | Planned | Driet BESS LLC | 7254 WEIMAR8 138kV | Colorado | SOUTH | 2027-10-15 | Q4 2027 | OTH | BA | 150.52 |  | No
Standalone Storage | 27INR0290 | Drill Baby Drill BESS | Planned | SBESS TX8 LLC | 23859 SALTFLAT 138KV | Midland | WEST | 2028-10-11 | Q4 2028 | OTH | BA | 204.31 |  | No
Standalone Storage | 23INR0310 | Dunkel BESS | Planned | Momentum Energy Storage Partners | 59156 Yellow House Canyon 115kV | Lubbock | PANHANDLE | 2027-11-02 | Q4 2027 | OTH | BA | 226.3 |  | No
Standalone Storage | 27INR0085 | Eagle Claw Energy Center | Planned | Eagle Claw Energy Center, LLC | 30.615932, -95.962023 - Singleton (Bus #44645) - Zenith (Bus #44900) Circuit #98 345 kV Line | Grimes | NORTH | 2027-03-15 | Q1 2027 | OTH | BA | 200.84 | 2025-09-15 | Yes
Standalone Storage | 25INR0648 | East Harrison BESS | Planned | Aggreko MSR Grid PC5 | Station Name: E_HARRIS Load Name or Load Transformer name: 69_12_1 Bus#: 8323 Voltage: 69kV | Cameron | COASTAL | 2026-01-03 | Q1 2026 | OTH | BA | 9.99 | 2024-03-17 | Yes | 2025-09-03 | 2025-11-12
Standalone Storage | 25INR0202 | East West BESS | Planned | East West Energy Storage, LLC | 7750 LCRA MOUNTAIN HOME SUB | Kerr | SOUTH | 2027-03-18 | Q1 2027 | OTH | BA | 122.6 | 2024-07-12 | No
Standalone Storage | 21INR0280 | Edgewater Storage | Planned | Edgewater Battery Storage LLC | 210 Reagor Springs 69kV | Ellis | NORTH | 2028-02-29 | Q1 2028 | OTH | BA | 50 |  | No
Standalone Storage | 27INR0317 | Edgewood BESS 1 | Planned | Tempus Power management LLC | Tap Edgewood 138kV bus(3181) to CANTNSW_8 (3174) | Van Zandt | NORTH | 2028-03-01 | Q1 2028 | OTH | BA | 102.1 |  | No
Standalone Storage | 27INR0413 | Edgewood BESS 2 | Planned | Tempus Power management LLC | Tap Edgewood 138kV bus(3181) to 3174 | Van Zandt | NORTH | 2028-03-01 | Q1 2028 | OTH | BA | 102.1 |  | No
Standalone Storage | 25INR0372 | Elan BESS | Planned | Elan BESS, LLC | 42380 Needville 138kV | Fort Bend | HOUSTON | 2026-12-31 | Q4 2026 | OTH | BA | 202.65 |  | No
Standalone Storage | 23INR0135 | Elbus BESS | Planned | BRP Elbus BESS LLC | 9075 Lytton 138kV | Caldwell | SOUTH | 2028-06-01 | Q2 2028 | OTH | BA | 200.99 |  | No
Standalone Storage | 24INR0393 | ELECTRODE BESS | Planned | CED Development Inc. | 76040 Castillo 138kV | Upton | WEST | 2026-12-31 | Q4 2026 | OTH | BA | 150 |  | No
Standalone Storage | 28INR0247 | Eligius BESS | Planned | Eligius Storage LLC | tap 138kV Liston (#8394) – JL Bates (#8392) line, AEP | Hidalgo | SOUTH | 2028-11-28 | Q4 2028 | OTH | BA | 174.66 |  | No
Standalone Storage | 25INR0103 | Elio BESS | Planned | Elio Energy LLC | Tap 138kV 42980 Nash - 44010 Wa Parish circuit 02 | Brazoria | COASTAL | 2027-08-05 | Q3 2027 | OTH | BA | 317.2 | 2024-09-15 | Yes
Standalone Storage | 25INR0655 | Elm Street BESS | Planned | Elm St Infra LLC | Station Code: ELM_ST Load Name: ELMST_2 Bus # 38049 138kv | Reeves | WEST | 2026-04-02 | Q2 2026 | OTH | BA | 9.9 | 2025-01-02 | Yes
Standalone Storage | 25INR0765 | Elm Street BESS2 | Planned | North Pecos Clean Energy Center, LLC | New DESR on the coordinates above tie at 12.47kV to: TSP Station Name: Elm Street TSP Station Code: ELM_ST Load Name: ELMST_3 Bus #: PTI Bus Number: 38049 Voltage (Transmission level kV): 138kV Node (load/load XFMR in NMMS): 8912 | Reeves | WEST | 2026-01-24 | Q1 2026 | OTH | BA | 9.99 | 2024-12-27 | Yes | 2025-11-18 | 2025-12-09
Standalone Storage | 24INR0659 | Empire Central BESS | Planned | SMT Dallas III LLC | Station name: EMPCT, Load name: LDLXFMR2, XFMR Number: 2, Bus Number:2799, Voltage: 138kV | Dallas | NORTH | 2025-12-19 | Q4 2025 | OTH | BA | 9.95 | 2024-05-20 | Yes | 2025-07-28 | 2025-08-19
Standalone Storage | 26INR0231 | Energy City BESS | Planned | Energy City BESS LLC | Tap 138kV 1179 Texaco Mabee Tap - 1200 Mariensfield | Midland | WEST | 2027-06-30 | Q2 2027 | OTH | BA | 204.9 |  | No
Standalone Storage | 28INR0436 | Englehardt BESS | Planned | Comal BESS LLC | River Oaks (7173) | Comal | SOUTH | 2027-09-01 | Q3 2027 | OTH | BA | 200.51 |  | No
Standalone Storage | 25INR0593 | Escondido BESS | Planned | Regis Escondido LLC | Station Name: ESCONDIDO TSP Station Code: ESCONDID Load Transformer Name: LOAD2 Bus #: 8260 Voltage in kV (Transmission Level): 138 kV | Maverick | SOUTH | 2026-04-30 | Q2 2026 | OTH | BA | 9.99 | 2023-11-29 | Yes
Standalone Storage | 22INR0401 | Eval Storage | Planned | Hecate Grid East Valley Storage LLC | 80229 Cavazos 138kV | Cameron | COASTAL | 2028-12-31 | Q4 2028 | OTH | BA | 251.85 | 2022-02-03 | Yes
Standalone Storage | 26INR0260 | Evans Creek Energy Storage | Planned | Evans Creek Energy Storage LLC | Comstock 138kV Substation (PSSE Bus #8683) | Val Verde | WEST | 2028-04-01 | Q2 2028 | OTH | BA | 102.96 |  | No
Standalone Storage | 24INR0459 | Exodus BESS | Planned | Exodus Solar LLC | Tap 345kV 7040 Austrop – 7042 Zorn | Caldwell | SOUTH | 2027-12-01 | Q4 2027 | OTH | BA | 201.36 |  | No
Standalone Storage | 26INR0033 | Fairway Storage | Planned | Fairway Storage LLC | Tap 138kV 3503 FAIRWPOD_8 - 196 FAIRFIELD | Freestone | NORTH | 2027-09-24 | Q3 2027 | OTH | BA | 120.3 | 2025-08-11 | No
Standalone Storage | 29INR0169 | Falcon BESS | Planned | Falcon Energy Project, LLC | Tap 345kV #80225 CENIZO to #80307 DEL SOL | Zapata | SOUTH | 2028-06-24 | Q2 2028 | OTH | BA | 516.72 |  | No
Standalone Storage | 26INR0116 | Falcon Zapata Storage 138 | Planned | Falcon BESS, LLC | Tap 138kV 8299 Zapata - 8957 Lopeno | Zapata | SOUTH | 2028-03-11 | Q1 2028 | OTH | BA | 200.79 |  | No
Standalone Storage | 27INR0371 | Feather Dalea BESS | Planned | RWE Clean Energy Development, LLC | 59902 Sand_Bluff 345kV | Glasscock | WEST | 2027-07-02 | Q3 2027 | OTH | BA | 200 |  | No
Standalone Storage | 22INR0422 | Ferdinand Grid BESS | Planned | Ferdinand Grid, LLC | 5260 Leon Creek 138kV | Bexar | SOUTH | 2026-05-01 | Q2 2026 | OTH | BA | 205.5 | 2022-11-28 | Yes
Standalone Storage | 27INR0393 | Ferdinand Grid BESS II | Planned | Coval Infrastructure DevCo LLC | 5260 Leon Creek 138kV | Bexar | SOUTH | 2027-06-08 | Q2 2027 | OTH | BA | 208.12 |  | No
Standalone Storage | 27INR0461 | Fermata BESS | Planned | Fermata BESS, LLC | Tap 345kV 2464# CASHSW_T5 – 2461# ROYSE_N5 | Hunt | NORTH | 2028-07-01 | Q3 2028 | OTH | BA | 204 |  | No
Standalone Storage | 28INR0290 | Field Marshal Storage | Planned | Field Marshal Storage LLC | Dublin (1636) - Fullhouse (1652) 138kV | Erath | NORTH | 2029-05-07 | Q2 2029 | OTH | BA | 150.8 |  | No
Standalone Storage | 25INR0380 | Fike BESS | Planned | BRP Blue Topaz 9, LLC | 5754 Aderhold 138kV | Hidalgo | SOUTH | 2027-06-18 | Q2 2027 | OTH | BA | 200.8 |  | No
Standalone Storage | 28INR0363 | Finch Storage | Planned | Finch Storage, LLC | 165 WINDSORSW 138kV | McLennan | NORTH | 2028-09-30 | Q3 2028 | OTH | BA | 201.3 |  | No
Standalone Storage | 26INR0287 | Firebird BESS | Planned | TX BESS 6, LLC | Tap 138kV #1099 Southwestern Portland Tap - #1052 Rexall | Ector | WEST | 2028-08-28 | Q3 2028 | OTH | BA | 102.65 |  | No
Standalone Storage | 26INR0226 | First Capitol BESS | Planned | First Capitol BESS, LLC | Tap 138kV West Columbia Main (39500) - Sweeny Cogen (110505) | Brazoria | COASTAL | 2027-05-01 | Q2 2027 | OTH | BA | 257.48 | 2025-05-15 | Yes
Standalone Storage | 26INR0218 | Fort Chadbourne Cattle BESS | Planned | Fort Chadbourne BESS | AEP Fort Chadbourne 138 kv substation (#6324) | Coke | WEST | 2027-06-29 | Q2 2027 | OTH | BA | 50.23 |  | No
Standalone Storage | 25INR0339 | Fort Concho Energy storage | Planned | Rocky Mountain Energy Development, LLC | Tap 138 kV #76320 Schkade - #76011 Twin Buttes Line; LCRA | Tom Green | WEST | 2028-12-31 | Q4 2028 | OTH | BA | 251.15 |  | No
Standalone Storage | 25INR0190 | Fortissimo BESS | Planned | Fortissimo BESS, LCC | 741 Dyemound 138kV | Montague | NORTH | 2028-04-24 | Q2 2028 | OTH | BA | 202.65 |  | No
Standalone Storage | 23INR0308 | Fowler Ranch Storage | Planned | Crane BESS, LLC | 76025 Castle Mountain 138kV | Crane | WEST | 2027-01-01 | Q1 2027 | OTH | BA | 26.07 |  | No
Standalone Storage | 26INR0107 | Freedom Falcon BESS | Planned | Falcon BESS, LLC | Tap 345kV #80224 Tiempo - #80227 Rapido | Zapata | SOUTH | 2028-08-11 | Q3 2028 | OTH | BA | 501.9 |  | No
Standalone Storage | 28INR0055 | Freestone Battery Storage Project | Planned | Freestone Power Generation, LLC | 3134 RICHLAND CHAMBERS 345kV (PSS/E Bus Name: RICHLND1_5) | Freestone | NORTH | 2028-12-16 | Q4 2028 | OTH | BA | 210.5 |  | No
Standalone Storage | 24INR0516 | French Riviera Storage | Planned | Arana Creek Battery Storage LLC | 5646 Riviera Substation 69kV | Kleberg | COASTAL | 2028-05-01 | Q2 2028 | OTH | BA | 75 |  | No
Standalone Storage | 27INR0562 | Frizzle BESS | Planned | Frizzle BESS, L.L.C. | #38143, TNSLVRLEAF1, 138kV | Ward | WEST | 2027-10-18 | Q4 2027 | OTH | BA | 180.9 |  | No
Standalone Storage | 26INR0502 | Fudge Ranch BESS | Planned | Crandall BESS LLC | 6902<6902><TALTY_RC><138kV> | Kaufman | NORTH | 2027-06-30 | Q2 2027 | OTH | BA | 104 |  | No
Standalone Storage | 24INR0413 | Furay Battery Energy Storage System | Planned | Blue Topaz 1, LLC | Tap 138kV 45660 Jonte substation – 46332 Scenic Woods Tapping both radial lines. | Harris | HOUSTON | 2027-03-19 | Q1 2027 | OTH | BA | 304 |  | No
Standalone Storage | 28INR0387 | Galaxy Storage 2 | Planned | Galaxy Solar 2, LLC | 3/4-Breaker Ring Bus at 345kV Venus Switch (#1907) BKR 4920 - Navarro Switch (LST) (#68091) BKR 3B3134/3B3127 | Ellis | NORTH | 2029-10-30 | Q4 2029 | OTH | BA | 201.87 |  | No
Standalone Storage | 23INR0204 | GALVANIC BESS | Planned | CED Development Inc | 8252 Bracketville 138kV | Kinney | SOUTH | 2027-12-30 | Q4 2027 | OTH | BA | 100 |  | No
Standalone Storage | 26INR0417 | GAMAY ENERGY STORAGE | Planned | GAMAY ENERGY STORAGE LLC | Tap 138 kV Line from TNFM524 (39703) to West Columbia Main (39500), in Brazoria County. | Brazoria | COASTAL | 2027-03-01 | Q1 2027 | OTH | BA | 418.6 | 2025-05-27 | No
Standalone Storage | 27INR0139 | Gatsby Energy Storage | Planned | Gatsby Energy Storage LLC | Fort Lancaster 138 kV Substation (PSSE Bus #76579) | Pecos | WEST | 2027-03-31 | Q1 2027 | OTH | BA | 103.36 |  | No
Standalone Storage | 24INR0595 | Gears BESS | Planned | Regis Gears-Harris LLC | Station Name (TSP Station Code): Gears (GZ) Load/Load Transformer Name: TR1 PTI Bus Number: 45781 Voltage in kV (Transmission Level): 138 kV | Harris | HOUSTON | 2026-01-28 | Q1 2026 | OTH | BA | 9.9 | 2023-09-20 | Yes | 2025-07-21 | 2025-07-28
Standalone Storage | 25INR0742 | Gears BESS2 | Planned | ESTX-PLD-HOUSTON7, LLC | TSP STATION NAME: GEARS TSP STATION CODE: GEARS/GZ LOAD TRANSFORMER NAME: GZ-TG_BESS BUS#: 45781 VOLTAGE: 138kV NODE: TR2 | Harris | HOUSTON | 2025-12-15 | Q4 2025 | OTH | BA | 9.95 | 2024-04-30 | Yes | 2025-11-17 | 2025-11-21
Standalone Storage | 26INR0559 | Georgia-Lynn BESS | Planned | Georgia Lynn BESS LLC | 80064 CHOCBAYU4A 138 kV | Victoria | SOUTH | 2028-02-20 | Q1 2028 | OTH | BA | 108.7 |  | No
Standalone Storage | 25INR0666 | GIBSON BRANCH BESS | Planned | Gibson Branch BESS LLC | 7064 Lampasas Substation 138kV | Lampasas | NORTH | 2028-01-15 | Q1 2028 | OTH | BA | 142.9 |  | No
Standalone Storage | 25INR0688 | Giga Texas Data Center | Planned | Giga Texas Energy, LLC | HORNSBY Substation POIB# 7047 Site will be connected behind the meter at Medium Voltage 24.9 kV with non export controls GSU TRANSFORMER 80/106/133MVA 345kV DELTA PRIMARY 24.9kV WYE-G SECONDARY Z=XX%, 65DEG C RISE | Travis | SOUTH | 2025-12-15 | Q4 2025 | OTH | BA | 133 | 2025-04-30 | No
Standalone Storage | 25INR0656 | Gilleys Energy Storage | Planned | Gilleys Energy Storage, LLC | Tap 345 kV 1730 West Krum - 6111 Riley CKT 2 | Wise | NORTH | 2028-04-21 | Q2 2028 | OTH | BA | 306.4 |  | No
Standalone Storage | 27INR0209 | Goby Energy Center | Planned | Goby Energy Center | Tap 138kV line 44390 Karsten - 44721 Thompsons | Brazoria | COASTAL | 2027-09-30 | Q3 2027 | OTH | BA | 200.65 |  | No
Standalone Storage | 25INR0100 | Goldeneye BESS | Planned | Black Mountain Energy Storage II | 3423 KILLEEN Switch 138 KV | Bell | NORTH | 2028-05-15 | Q2 2028 | OTH | BA | 201.6 | 2024-02-26 | No
Standalone Storage | 26INR0505 | Goldhill Energy Storage | Planned | Goldhill Energy Storage LLC | Tap 138kV 8154 VISTRON4B – 8189 TUNGSTEN4A | Victoria | SOUTH | 2028-09-30 | Q3 2028 | OTH | BA | 200.58 |  | No
Standalone Storage | 26INR0222 | GOTHAM BESS | Planned | AEU BATTERY PROJECT IV LLC | 5640 DRISCOLLSUB9 69kV | Nueces | COASTAL | 2027-03-17 | Q1 2027 | OTH | BA | 151.2 |  | No
Standalone Storage | 26INR0550 | Grand Mesa BESS | Planned | PERRY GREEN POWER LLC | 76582 MESA VIEW SWITCH 138kV | Pecos | WEST | 2027-09-28 | Q3 2027 | OTH | BA | 253.28 |  | No
Standalone Storage | 26INR0654 | Great Hambino BESS | Planned | Atascosa BESS, LLC | #5700 Miracle Lake Substation 138kV | Atascosa | SOUTH | 2027-02-01 | Q1 2027 | OTH | BA | 122.98 |  | No
Standalone Storage | 25INR0230 | Great Rock BESS | Planned | Black Mountain Energy Storage II | Tap 345kV 46020 Limestone - 967 Gibbon Creek Ckt 18 | Leon | NORTH | 2027-12-20 | Q4 2027 | OTH | BA | 300.9 | 2024-08-23 | No
Standalone Storage | 24INR0616 | GridGuardian BESS | Planned | SMT Temple BESS LLC | 3412 TEMPLE PECAN CREEK 345kV | Bell | NORTH | 2027-04-19 | Q2 2027 | OTH | BA | 227.99 |  | No
Standalone Storage | 27INR0093 | Guadalupe Battery Storage Project | Planned | Guadalupe Power Partners, LP | # 7044 Marion 345kV | Guadalupe | SOUTH | 2027-05-01 | Q2 2027 | OTH | BA | 210.5 |  | No
Standalone Storage | 24INR0352 | Guinness BESS | Planned | Momentum Energy Storage Partners,LLC | Tap 138kV 7520 BERTRA - 7522 ANDICE | Williamson | SOUTH | 2027-04-15 | Q2 2027 | OTH | BA | 100.51 |  | No
Standalone Storage | 25INR0446 | Guitar BESS | Planned | Guitar BESS LLC | Tap 138kV 6275 ABEAST4A - 6670 PUTN4C | Callahan | WEST | 2027-12-31 | Q4 2027 | OTH | BA | 204.79 |  | No
Standalone Storage | 24INR0491 | Gunnar BESS | Planned | Gunnar Reliability Project LLC | 8029 CLOSNER4A 138kV | Hidalgo | SOUTH | 2026-08-31 | Q3 2026 | OTH | BA | 154.75 | 2023-09-22 | Yes
Standalone Storage | 23INR0485 | Hacienda Storage | Planned | Galveston Energy Storage LLC | 38745 Attwater 138kV | Galveston | HOUSTON | 2026-12-18 | Q4 2026 | OTH | BA | 201.9 |  | No
Standalone Storage | 24INR0569 | Hadrian Energy Storage | Planned | Hadrian Energy Storage, LLC | Line Tap 138kV #43012 NEWGLF60T3_8 - #43190 S_LANE_B138 | Wharton | SOUTH | 2028-12-31 | Q4 2028 | OTH | BA | 101.2 |  | No
Standalone Storage | 25INR0241 | Halcon Storage | Planned | TX BESS A LLC | Tap 138kV 8957 Central Lopeno - 80106 Falcon Dam | Starr | SOUTH | 2028-05-15 | Q2 2028 | OTH | BA | 132.65 |  | No
Standalone Storage | 24INR0494 | Hana Springs BESS | Planned | Black Mountain Energy Storage II LLC | 7064 LAMPASAS 138KV | Lampasas | NORTH | 2028-05-15 | Q2 2028 | OTH | BA | 100.8 |  | No
Standalone Storage | 26INR0496 | Hardeman BESS | Planned | Quanah BESS LLC | 6050 PAUL 138kV | Hardeman | WEST | 2028-06-30 | Q2 2028 | OTH | BA | 104 |  | No
Standalone Storage | 26INR0691 | Harlingen #1 BESS 1 | Planned | Harlingen ESS Assets LLC | TSP Station Name: Harlingen #1 TSP Station Code: HARLIN_1 • Load Name / Load Transformer Name: 69_12_1 Bus #: PTI Bus Number:8321 Voltage (Transmission level kV):69kV Node (associated w/ load/load XFMR in NMMS): Transformer 1 | Cameron | COASTAL | 2026-03-20 | Q1 2026 | OTH | BA | 9.99 | 2025-06-18 | Yes
Standalone Storage | 22INR0469 | Harper Energy Storage | Planned | VESI 31 LLC | Tap 138kV 8314 La Palma - 80229 Villa Cavazos | Cameron | COASTAL | 2028-09-15 | Q3 2028 | OTH | BA | 82.42 |  | No
Standalone Storage | 26INR0551 | Hastings Park BESS | Planned | Brazos Roots BESS, LLC | 39010 138kV HASTINGS | Brazoria | COASTAL | 2027-09-15 | Q3 2027 | OTH | BA | 256.34 | 2025-08-13 | No
Standalone Storage | 25INR0376 | Hawkins BESS | Planned | BRP BLUE TOPAZ 7, LLC | 85005 ELGATO4A 138 kV | Hidalgo | SOUTH | 2028-01-16 | Q1 2028 | OTH | BA | 150.43 |  | No
Standalone Storage | 25INR0135 | Hayrick BESS | Planned | Gransolar Texas Five LLC | 6351 Nicole 138kV | Coke | WEST | 2028-03-15 | Q1 2028 | OTH | BA | 113.9 |  | No
Standalone Storage | 23INR0401 | Headcamp Energy Storage Plant | Planned | Momentum Headcamp LLC | tap 138kV 38331 TN Alamo St – 38455 TN Holiday | Pecos | WEST | 2025-11-26 | Q4 2025 | OTH | BA | 152.88 | 2024-02-16 | Yes | 2025-08-19 | 2025-09-16
Standalone Storage | 23INR0617 | Hidden Lakes BESS | Planned | SBESS TX 6 LLC | Station Name: HDNLAKES PTI Bus#: 38900 Load XFMR Name: HDLAKE_2 Transmission Level Voltage: 138 kV | Galveston | HOUSTON | 2026-05-24 | Q2 2026 | OTH | BA | 9.9 | 2024-02-07 | Yes
Standalone Storage | 24INR0594 | Hidden Valley BESS | Planned | Regis Hidden Valley, LLC | Station Name (TSP Station Code): Hidden Valley (HV) Load/Load Transformer Name: TR4 PTI Bus Number: 45862 Voltage in kV (Transmission Level): 138 kV | Harris | HOUSTON | 2026-03-27 | Q1 2026 | OTH | BA | 9.9 | 2023-09-11 | Yes | 2025-11-17 | 2025-11-25
Standalone Storage | 25INR0287 | Hide Town Energy Storage | Planned | Hide Town Energy Storage LLC | 1311 SACROC 138kV | Scurry | WEST | 2028-10-11 | Q4 2028 | OTH | BA | 100.75 |  | No
Standalone Storage | 24INR0419 | High Plains Storage | Planned | ROBP Holdings, LLC | 45880 Hockley 138kV | Harris | HOUSTON | 2028-05-30 | Q2 2028 | OTH | BA | 157.7 |  | No
Standalone Storage | 26INR0520 | Highway 6 BESS | Planned | Hwy 6 Infra LLC | substation - HWY6 Substation kv - 138 Ercot Lond Name - Highway 6 ERCOT station code - HWY6 ERCOTBus # - 6 ERCOTLoad Name - HWY6_1 NMMS Node #: 3165 | Brazos | NORTH | 2026-03-27 | Q1 2026 | OTH | BA | 9.9 | 2025-01-30 | Yes
Standalone Storage | 26INR0285 | Hill Valley BESS | Planned | Hill Valley BESS, LLC | 345 kV Singleton (#44645) | Grimes | NORTH | 2028-07-15 | Q3 2028 | OTH | BA | 245.8 |  | No
Standalone Storage | 25INR0395 | Hinkell BESS | Planned | Reveille BESS | 8612 Reveille 138kV | La Salle | SOUTH | 2027-07-01 | Q3 2027 | OTH | BA | 78.05 |  | No
Standalone Storage | 26INR0546 | Hobby BESS I | Planned | Airport Storage II LLC | Double Tap 138kV 42680 Garden Villas – 48250 Hall & 42680 Garden Villas – 48013 Chocolate Bayou | Harris | HOUSTON | 2027-10-15 | Q4 2027 | OTH | BA | 602.56 |  | No
Standalone Storage | 23INR0312 | Hofbrau BESS | Planned | Momentum Hofbrau LLC | 6442 Redcreek 138kV | Tom Green | WEST | 2028-07-01 | Q3 2028 | OTH | BA | 180.72 |  | No
Standalone Storage | 28INR0390 | Horsepower BESS | Planned | Horsepower BESS, LLC | POI is 138 kV Howard Substation (Bus# 5230) (SSWG bus name: HOWARD), NMMS station code: S1 | Bexar | SOUTH | 2028-01-31 | Q1 2028 | OTH | BA | 257.5 |  | No
Standalone Storage | 25INR0420 | Houston BESS | Planned | SMT Houston | Tap 138 kV LAUDER (#46002) - RITTENHOUSE (#46282) ckt 95 | Harris | HOUSTON | 2026-12-15 | Q4 2026 | OTH | BA | 227.9 |  | No
Standalone Storage | 27INR0196 | Houston County BESS | Planned | Houston ESS, LLC | Tap ETEC 138kV #6733 Mustang Prairie to #6732 Latexo Sub | Houston | NORTH | 2027-04-12 | Q2 2027 | OTH | BA | 125.4 |  | No
Standalone Storage | 24INR0584 | Houston IV BESS | Planned | SMT Houston IV LLC | 44140 CLODINE 138kV | Harris | HOUSTON | 2026-06-03 | Q2 2026 | OTH | BA | 164.6 | 2024-11-07 | Yes
Standalone Storage | 29INR0173 | Howard Road BESS | Planned | Project Fast Flow LLC | BUS#5231 HOWARD RD 345 kV SUBSTATION | Bexar | SOUTH | 2028-04-01 | Q2 2028 | OTH | BA | 617.63 |  | No
Standalone Storage | 24INR0073 | Hyacinth Storage | Planned | Hyacinth Storage, LLC | 46500 Tomball 345 kV | Harris | HOUSTON | 2030-12-25 | Q4 2030 | OTH | BA | 103.05 |  | No
Standalone Storage | 25INR0542 | Hynes Bay Energy Storage | Planned | Hynes Bay Energy Storage, LLC | Tap 138kV 5546 DANEVANG SW - 8121 BLESSING | Wharton | SOUTH | 2027-12-31 | Q4 2027 | OTH | BA | 101.2 |  | No
Standalone Storage | 25INR0310 | IEP Blackhawk | Planned | IEP Texas Verde II, llc | 38740 Heights Substation 138kV | Galveston | HOUSTON | 2026-12-01 | Q4 2026 | OTH | BA | 100 |  | No
Standalone Storage | 23INR0556 | IEP Orchard BESS | Planned | IEP Tejas Verde LLC | Station Name (TDSP Station Code): OR Load/Load Transformer Name :TR1 PTI BUS number: 44541 Voltage in kV (Transmission Level): 138 kV Project Size: 9.99 MW battery energy storage (BESS) system; 50 MWh connecting on CNP 34.5kV Distribution System. | Fort Bend | HOUSTON | 2026-09-18 | Q3 2026 | OTH | BA | 9.99 | 2023-08-09 | Yes | 2024-11-12 | 2024-12-06
Standalone Storage | 21INR0455 | Independence Trail Storage | Planned | KCE TX 16, LLC | 60501 Tesla 345kV | Childress | PANHANDLE | 2028-01-01 | Q1 2028 | OTH | BA | 100 |  | No
Standalone Storage | 23INR0794 | Invictus Energy Storage | Planned | GSA Land Holdings | 6390 FIREROCK4A 138kV | Coleman | WEST | 2028-05-31 | Q2 2028 | OTH | BA | 140.53 |  | No
Standalone Storage | 25INR0208 | Iron Belt Energy Storage | Planned | Iron Belt Energy Storage Project, LLC | Long Draw (# 59900) - Volta (#59910) 345kV | Borden | WEST | 2027-07-31 | Q3 2027 | OTH | BA | 401.9 | 2023-01-16 | Yes
Standalone Storage | 26INR0215 | JackGard BESS | Planned | Jackgard BESS | 1429 Jacksboro 345kV | Jack | NORTH | 2028-04-17 | Q2 2028 | OTH | BA | 200.59 |  | No
Standalone Storage | 28INR0349 | Jaguarundi Energy Storage | Planned | PowerPulse LLC | Bus # 1339, Eskota 138kV | Nolan | WEST | 2029-11-10 | Q4 2029 | OTH | BA | 152.02 |  | No
Standalone Storage | 26INR0247 | Jane Storage Energy Center | Planned | NMRE Holdings, LLC | 59901 Grelton 345 kV | Martin | WEST | 2027-03-01 | Q1 2027 | OTH | BA | 240.6 |  | Yes
Standalone Storage | 25INR0144 | Jasper BESS | Planned | Jasper BESS, LLC | Tap 138kV 71230 Pleasant Farms - 1236 Pegasus South | Midland | WEST | 2028-03-31 | Q1 2028 | OTH | BA | 201.13 |  | No
Standalone Storage | 27INR0447 | Jay Flat BESS | Planned | Jay Flat BESS LLC | 59908 Novaprime 345kV | Kent | WEST | 2029-02-13 | Q1 2029 | OTH | BA | 259.36 |  | No
Standalone Storage | 27INR0154 | Jim Wells BESS | Planned | Jim Wells ESS | 69kV PREMONT (#8894) | Jim Wells | SOUTH | 2028-06-30 | Q2 2028 | OTH | BA | 100.32 |  | No
Standalone Storage | 25INR0455 | John Bull BESS | Planned | BRP BLUE TOPAZ 13, LLC | 8482 WEIL TRC4A 138kV | Nueces | COASTAL | 2028-04-16 | Q2 2028 | OTH | BA | 147.42 |  | No
Standalone Storage | 29INR0084 | Jolly Rock Storage Center | Planned | Jolly Rock Storage Center LLC | Tap 138kV 1431 GRAHAM Plant Switch - 11525 Short Grass Circuit 1. | Young | WEST | 2029-05-16 | Q2 2029 | OTH | BA | 208.57 |  | No
Standalone Storage | 29INR0151 | Juanita Creek BESS | Planned | Juanita Creek Energy Center, LLC | Tap 345 kV 5915 South Texas Project - 44200 Hillje | Matagorda | COASTAL | 2031-10-01 | Q4 2031 | OTH | BA | 303.6 |  | No
Standalone Storage | 26INR0391 | Jumping Cactus Storage | Planned | Dove Run Solar Project, LLC | 138 kV Zenaida Bus# 80043 | Duval | SOUTH | 2028-10-15 | Q4 2028 | OTH | BA | 125.37 |  | No
Standalone Storage | 26INR0173 | Juniper Ridge BESS 1 | Planned | Lazy U ESS 1 | Tap EDITHCLA7B [60505] -- TESLA7A [60501] 345kV ckt2 | Hardeman | WEST | 2029-06-30 | Q2 2029 | OTH | BA | 251.5 |  | No
Standalone Storage | 26INR0174 | Juniper Ridge BESS 2 | Planned | Lazy U ESS 2 | Tap EDITHCLA7B [60505] -- TESLA7A [60501] ckt2 | Hardeman | WEST | 2029-06-30 | Q2 2029 | OTH | BA | 251.5 |  | No
Standalone Storage | 25INR0513 | Kahla Storage | Planned | BT Kahla Storage, LLC | Tap 345kV 46020 Limestone 967 Gibbons Creek Circuit 50 | Leon | NORTH | 2028-12-29 | Q4 2028 | OTH | BA | 200.9 |  | No
Standalone Storage | 27INR0469 | Kickstart Energy Storage I | Planned | Kickstart Infrastructure LLC | Tap 345 kV 1907 Venus Switch - 3383 BYNUM_5 | Ellis | NORTH | 2029-09-30 | Q3 2029 | OTH | BA | 1.44 |  | No
Standalone Storage | 27INR0470 | Kickstart Energy Storage II | Planned | Kickstart Infrastructure LLC | Tap 345 kV 1907 Venus Switch - 3383 BYNUM_5 | Ellis | NORTH | 2029-09-30 | Q3 2029 | OTH | BA | 1.44 |  | No
Standalone Storage | 27INR0471 | Kickstart Energy Storage III | Planned | Kickstart Infrastructure LLC | Tap 345 kV #1906 VENUS_S5 to #68091 NAVARRO | Ellis | NORTH | 2029-09-30 | Q3 2029 | OTH | BA | 1.44 |  | No
Standalone Storage | 27INR0472 | Kickstart Energy Storage IV | Planned | Kickstart Infrastructure LLC | Tap 345 kV #1906 VENUS_S5 to #68091 NAVARRO | Ellis | NORTH | 2029-09-30 | Q3 2029 | OTH | BA | 1.44 |  | No
Standalone Storage | 29INR0217 | Kickstart Energy Storage V | Planned | Kickstart Infrastructure LLC | 345 KV Venus 1906 to Fort Smith 3389 | Ellis | NORTH | 2029-12-31 | Q4 2029 | OTH | BA | 999 |  | No
Standalone Storage | 29INR0218 | Kickstart Energy Storage VI | Planned | Kickstart Infrastructure LLC | 345 KV Venus 1907 to Navarro 68091 | Ellis | NORTH | 2029-12-31 | Q4 2029 | OTH | BA | 1026.2 |  | No
Standalone Storage | 24INR0541 | Kinney County Energy | Planned | Kinney County Energy, LLC | Tap 138kV 8252 Brackett4A - 78255 L_PINTCR8_1Y | Kinney | SOUTH | 2027-05-15 | Q2 2027 | OTH | BA | 101.2 |  | No
Standalone Storage | 27INR0014 | Kit Fox Storage | Planned | Kit Fox Storage, LLC | Walton Switch (6899) 138KV | Henderson | NORTH | 2027-07-01 | Q3 2027 | OTH | BA | 153.6 |  | No
Standalone Storage | 25INR0747 | Knapp BESS | Planned | Knapp ESS Assets, LLC | Station Name: KNAPP Station Code: KNAPP Station Bus Number: #1310 Station Transmission Voltage: 138 kV Load/Load Transformer Name: LDLXFMR2 Distribution Voltage: 12.47 kV | Scurry | WEST | 2025-12-30 | Q4 2025 | OTH | BA | 9.95 | 2025-03-13 | Yes | 2025-11-05 | 2025-11-24
Standalone Storage | 26INR0545 | Knight Airport BESS I | Planned | Airport Storage I LLC | Tap 138kV 48126 Gulfgate - 48199 Knight 06 and 42680 Garden Villas - 42770 Ashville 06 | Harris | HOUSTON | 2027-10-15 | Q4 2027 | OTH | BA | 522.46 |  | No
Standalone Storage | 26INR0617 | Knox County Moore Storage | Planned | DM-KCM, LLC | 6110 Munday East Substation 138kV | Knox | WEST | 2028-06-30 | Q2 2028 | OTH | BA | 77 |  | No
Standalone Storage | 23INR0283 | Kota Battery | Planned | Kota Storage, LLC | 23900 Alibates 345kV | Carson | PANHANDLE | 2028-10-31 | Q4 2028 | OTH | BA | 200.8 |  | No
Standalone Storage | 27INR0416 | Kresge Land Battery Storage | Planned | Kresge Land Battery Storage LLC | 138 kV Nighthawk Substation (Bus #38985) | Galveston | HOUSTON | 2027-06-01 | Q2 2027 | OTH | BA | 200 |  | No
Standalone Storage | 24INR0260 | Lager Storage | Planned | Momentum Lager LLC | 8031 Gillrina 69kV | Nueces | COASTAL | 2028-06-30 | Q2 2028 | OTH | BA | 31.1 |  | No
Standalone Storage | 25INR0647 | Lantana BESS | Planned | Aggreko MSR Grid PC2 | Station Name: LANTANA Load Name or Load Transformer name: LOAD1 Bus#: 8965 Voltage: 69kV | Nueces | COASTAL | 2026-02-27 | Q1 2026 | OTH | BA | 9.99 | 2024-03-17 | Yes | 2025-09-12 | 2025-11-12
Standalone Storage | 23INR0340 | Larkspur Energy Storage | Planned | Larkspur Energy Storage LLC | 71213 Benedum 138kV | Upton | WEST | 2027-05-05 | Q2 2027 | OTH | BA | 307.46 | 2022-02-28 | No
Standalone Storage | 23INR0284 | Las Moras Battery | Planned | Las Moras Storage, LLC | 8252 Brackett 138kV | Kinney | SOUTH | 2029-07-01 | Q3 2029 | OTH | BA | 101 |  | No
Standalone Storage | 23INR0499 | Laureles BESS | Planned | Regis Laureles LLC | Station Name (TDSP Station Code) LAURELES; Load/Load Transformer Name LD01; PTI BUS number 5756; Voltage in kV (Transmission Level) 138kV | Cameron | COASTAL | 2025-11-12 | Q4 2025 | OTH | BA | 9.9 | 2023-02-16 | Yes | 2025-05-23 | 2025-07-15
Standalone Storage | 23INR0467 | Lavender Storage Project | Planned | Lavender Storage Project LLC | Tap 138kV Deely (bus 5110) - Laredo (bus 5255) | Bexar | SOUTH | 2029-09-13 | Q3 2029 | OTH | BA | 231.9 | 2025-06-23 | No
Standalone Storage | 26INR0465 | Lavita BESS | Planned | Lavita BESS, LLC | Tap 345kV Temple Pecan Creek (3412) - Temple Switch (3414) 345kV ckt 2 | Bell | NORTH | 2028-07-01 | Q3 2028 | OTH | BA | 606 |  | No
Standalone Storage | 25INR0184 | Legato BESS | Planned | Legato Storage, LLC | 138kV #608 Crafton Substation - #620 Bowie Substation | Wise | NORTH | 2028-04-24 | Q2 2028 | OTH | BA | 202.65 |  | No
Standalone Storage | 27INR0224 | Leopard BESS | Planned | Bobcat Energy Center, LLC | 8721 Beecher 138 kV | Victoria | SOUTH | 2028-07-09 | Q3 2028 | OTH | BA | 264.24 | 2025-06-09 | Yes
Standalone Storage | 25INR0338 | Les Energy Storage | Planned | Rocky Mountain Energy Development, LLC | Tap 138 kV 1326 Stanton East – 11324 Leatherwood Pod | Howard | WEST | 2028-04-30 | Q2 2028 | OTH | BA | 205.13 |  | No
Standalone Storage | 23INR0334 | Liberty Senate Energy Storage 1 | Planned | Senate Solar LLC | 1445 Burwick 345kV | Jack | NORTH | 2027-10-27 | Q4 2027 | OTH | BA | 207.4 |  | No
Standalone Storage | 26INR0460 | Lightning Ridge Energy Storage | Planned | Lightning Ridge Storage LLC | Tap #1429 Jacksboro Substation 345kV | Jack | NORTH | 2028-03-21 | Q1 2028 | OTH | BA | 204.7 |  | No
Standalone Storage | 25INR0238 | Little Ridge Storage | Planned | TX BESS B LLC | Tap 138kV Swindell (812) - Olinger (818) | Collin | NORTH | 2025-12-11 | Q4 2025 | OTH | BA | 252 |  | No
Standalone Storage | 24INR0481 | Little York BESS | Planned | ESTX-PLD-HOUSTON5, LLC | Station Name (TDSP Station Code): Little York (LK) Load/Load Transformer Name: TR3 PTI BUS number: 45995 Voltage in kV (Transmission Level): 138kV Node (associated w/ load/load XFMR in NMMS): TR3 | Harris | HOUSTON | 2026-04-24 | Q2 2026 | OTH | BA | 9.96 | 2025-08-20 | Yes
Standalone Storage | 24INR0108 | Louisa Energy Storage | Planned | VESI 49 LLC | 138 kV Helotes (#5200) | Bexar | SOUTH | 2029-03-12 | Q1 2029 | OTH | BA | 102.77 | 2025-02-27 | Yes
Standalone Storage | 23INR0324 | Lumberjack Storage | Planned | EDP Renewables North America LLC | 138 kV Tap 3110 Stryker Creek - 3147 Troup | Cherokee | NORTH | 2029-11-01 | Q4 2029 | OTH | BA | 50.94 | 2024-03-20 | No
Standalone Storage | 26INR0045 | LUND STORAGE CENTER 1 | Planned | Lund Storage Center 1, LLC | TAP 138 KV LINE AND CREATE NEW BUS BETWEEN KIMBRO (7337) AND ELGIN SWITCH (3650) | Bastrop | SOUTH | 2026-12-31 | Q4 2026 | OTH | BA | 407.55 |  | No
Standalone Storage | 24INR0534 | Lyford Energy | Planned | Lyford Energy, LLC | 5745 E Raymondville 138kV | Willacy | COASTAL | 2027-09-02 | Q3 2027 | OTH | BA | 101.2 |  | No
Standalone Storage | 25INR0597 | Lyssy BESS | Planned | Regis Lyssy LLC | TSP Station Name: LYSSY TSP Station Code: LYSSY Load Name/ Load Transformer Name: Lyssy1 Bus # - PTI Bus Number: #8193 Voltage in kV (Transmission Level): 138 kV Node (associated w/ load/load XFMR in NMMS): 0001 | Wilson | SOUTH | 2026-01-23 | Q1 2026 | OTH | BA | 9.9 | 2023-11-07 | Yes | 2025-06-12 | 2025-08-21
Standalone Storage | 25INR0390 | Macho Creek BESS | Planned | Macho Creek BESS, LLC | Tap 138kV 8793 RIO GRANDE CITY - 8806 LAS LOMAS | Starr | SOUTH | 2027-05-31 | Q2 2027 | OTH | BA | 150.56 |  | No
Standalone Storage | 26INR0426 | Maderagemela BESS1 | Planned | Twinwood ES1, LLC | Tap 138kV 44750 FULSHR_S25_8 to 44860 TWINWD_S25_8 | Waller | HOUSTON | 2027-10-27 | Q4 2027 | OTH | BA | 153.96 |  | No
Standalone Storage | 25INR0582 | Maleza Storage II | Planned | Brush Storage, LLC | 44220 Julia 345kV | Wharton | SOUTH | 2027-02-09 | Q1 2027 | OTH | BA | 256.1 |  | No
Standalone Storage | 23INR0318 | Marcelina Storage | Planned | Marcelina Solar, LLC | Tap 345 kV 5133 Elm Creek - 5901 San Miguel | Wilson | SOUTH | 2026-12-18 | Q4 2026 | OTH | BA | 203.21 |  | No
Standalone Storage | 24INR0570 | Marcus Energy Storage | Planned | Marcus Energy Storage, LLC | Tap 138kV 39500 West Columbia Main - 110505 Sweeny Co-Gen LP Ckt 1 | Brazoria | COASTAL | 2027-09-01 | Q3 2027 | OTH | BA | 201.04 |  | No
Standalone Storage | 25INR0419 | Marengo BESS | Planned | BRP BLUE TOPAZ 8, LLC | 8640 Kelvin Station 138kV (AEP) | Cameron | COASTAL | 2028-05-15 | Q2 2028 | OTH | BA | 120.72 |  | No
Standalone Storage | 28INR0295 | Margay Energy Storage | Planned | PowerPulse LLC | Tap 138kV 42750 Mykawa - 48353 Telephone Ckt 06 | Brazoria | COASTAL | 2029-04-10 | Q2 2029 | OTH | BA | 101.3 |  | No
Standalone Storage | 25INR0487 | Marick Rose BESS | Planned | Marick BESS | Tap 138kV 44521 Marick - 44615 Rosenberg Ckt 60 | Fort Bend | HOUSTON | 2026-05-01 | Q2 2026 | OTH | BA | 50.18 |  | No
Standalone Storage | 25INR0176 | Masava Storage | Planned | Savannah Oaks Solar Project, LLC | tap 345 kV 46020 Limestone Plant - 967 Gibbons Creek ckt 18 | Madison | NORTH | 2028-09-30 | Q3 2028 | OTH | BA | 257.04 |  | No
Standalone Storage | 28INR0074 | Massey Storage | Planned | Massey Storage, LLC | Tap 138kV Chevron_NewSub(#99300) and Cedar Bayou Tap(#48065) circuit 84 | Harris | HOUSTON | 2028-01-03 | Q1 2028 | OTH | BA | 102.86 |  | No
Standalone Storage | 28INR0346 | Maximino Road BESS | Planned | Horizon Energy Storage Greenfield Project Holdings LLC | 7170 BERGHEIM 138kV | Comal | SOUTH | 2028-05-31 | Q2 2028 | OTH | BA | 206 |  | No
Standalone Storage | 25INR0557 | McCamey's Castle Battery | Planned | Castle Storage, LLC | 76597 Robbins Switch 138 kV | Upton | WEST | 2027-03-31 | Q1 2027 | OTH | BA | 409.6 | 2025-03-20 | Yes
Standalone Storage | 25INR0661 | McCrae Energy Storage | Planned | McCrae Energy Storage, LLC | Tap 345 kV 1900 COMCHPKW_5 - 1440 COMCHESS1_5 | Erath | NORTH | 2028-09-25 | Q3 2028 | OTH | BA | 306.35 | 2025-12-30 | No
Standalone Storage | 24INR0471 | McGee Storage | Planned | BT McGee Storage, LLC | Bus #6843 at Rayburn Barton Chapel Substation | Henderson | NORTH | 2026-05-29 | Q2 2026 | OTH | BA | 151.39 | 2024-12-20 | No
Standalone Storage | 25INR0040 | McMEXICO STORAGE | Planned | FRESH AIR ENERGY II, LLC | 8644 Trade Zone 138kV | Hidalgo | SOUTH | 2028-11-30 | Q4 2028 | OTH | BA | 201.9 |  | No
Standalone Storage | 25INR0371 | McMurtre Storage | Planned | BT McMurtre Storage, LLC | tap 138kV 1819 Commerce South - 1815 Cumby Tap | Hunt | NORTH | 2027-06-01 | Q2 2027 | OTH | BA | 176.13 |  | No
Standalone Storage | 26INR0699 | Meadow Park BESS | Planned | Meadow Park ESS Assets, LLC | Station Name: Meadow Park ¦ Oncor 5-digit code: MDWPK ¦ Oncor XFMR Number: 2 ¦ ERCOT Bus Name: MEADPRK1_8 ¦ ERCOT Bus#: 2039 ¦ ERCOT Load Name: LDLXFMR2 ¦ Substation Transmission kV: 138 kV ¦ ERCOT Node#: CN1 | Tarrant | NORTH | 2026-02-10 | Q1 2026 | OTH | BA | 9.95 | 2023-11-08 | Yes
Standalone Storage | 24INR0499 | Medina Lake BESS | Planned | Regis Medina Lake LLC | Station Name (TDSP Station Code) MEDILA; Load/Load Transformer Name T2; PTI BUS number 7432; Voltage in kV (Transmission Level) 138kV | Bandera | SOUTH | 2025-12-20 | Q4 2025 | OTH | BA | 9.8 | 2023-01-18 | Yes | 2025-02-04 | 2025-04-01
Standalone Storage | 24INR0572 | Megacharge BESS | Planned | SMT Harlingen III LLC | 8320 WEST HARLINGEN 69kV | Cameron | COASTAL | 2027-07-01 | Q3 2027 | OTH | BA | 110 |  | No
Standalone Storage | 26INR0341 | Megamouth Energy Storage | Planned | GCI Megamouth, LLC | 42750 Mykawa 138 kV | Harris | HOUSTON | 2028-12-31 | Q4 2028 | OTH | BA | 101.3 | 2025-11-18 | No
Standalone Storage | 22INR0365 | Mensa BESS | Planned | BRP Mensa BESS LLC | 60718 Pecos Valley 138kV | Pecos | WEST | 2027-12-01 | Q4 2027 | OTH | BA | 307.43 |  | No
Standalone Storage | 25INR0374 | Meridian BESS | Planned | Navitas Energy- Meredian BESS | 319 Meridian 69 KV | Bosque | NORTH | 2027-10-01 | Q4 2027 | OTH | BA | 31.23 |  | No
Standalone Storage | 24INR0157 | Merope BESS | Planned | BRP Merope BESS LLC | 345 kV Corn Trail Switch Substation (#11441) | Comanche | NORTH | 2028-03-01 | Q1 2028 | OTH | BA | 402.44 |  | No
Standalone Storage | 25INR0417 | Mesa View Storage | Planned | Mesa View Storage, LLC | Tap 345 kV KINGMTSW (#842) to NORTMC (#76000) | Upton | WEST | 2027-06-15 | Q2 2027 | OTH | BA | 251.3 |  | No
Standalone Storage | 25INR0697 | MESQUITE BESS | Planned | Grenergy USA | Substation: Mesquite, XFMR 1 Substation transmission kV: 138 ERCOT Station Long Name: MESQUITE ERCOT Station site code: MESQUITE ERCOT Bus#: 8554 ERCOT Load Name: Load1 | Cameron | COASTAL | 2026-02-16 | Q1 2026 | OTH | BA | 9.9 | 2024-02-26 | Yes | 2025-11-25 | 2025-12-17
Standalone Storage | 25INR0766 | Mesquite BESS2 | Planned | Mesquite Clean Energy Center, LLC | New DESR on the coordinates above tie at 12.47kV to: TSP Station Name: Mesquite TSP Station Code: MESQUITE Load Name: LOAD2 Bus #: PTI Bus Number: 8554 Voltage (Transmission level kV): 138kV Node (load/load XFMR in NMMS), Tranformer: #2 | Cameron | COASTAL | 2026-01-31 | Q1 2026 | OTH | BA | 9.99 | 2024-05-23 | Yes | 2025-11-14 | 2025-12-18
Standalone Storage | 27INR0478 | Metro BESS | Planned | Metro BESS LLC | #9074 LYTTON5 345kv | Caldwell | SOUTH | 2030-12-07 | Q4 2030 | OTH | BA | 207.17 |  | No
Standalone Storage | 24INR0442 | Midnight Sun Energy Storage | Planned | Midnight Sun Energy Storage, LLC | 6601 Rio Pecos 138kV | Crockett | WEST | 2028-06-29 | Q2 2028 | OTH | BA | 510 | 2025-07-14 | Yes
Standalone Storage | 27INR0190 | Millsing BESS | Planned | Millsing BESS | 44645 CNP Singleton 345kV | Grimes | NORTH | 2028-10-15 | Q4 2028 | OTH | BA | 501.6 |  | No
Standalone Storage | 23INR0552 | Milton BESS | Planned | Regis Milton LLC | Station Name (TSP Station Code): MILTON; Load/Load Transformer Name: LD_1; PTI Bus Number: 78583; Voltage in kV (Transmission Level): 138 kV | Karnes | SOUTH | 2026-01-16 | Q1 2026 | OTH | BA | 9.9 | 2023-09-07 | Yes | 2025-04-01 | 2025-04-11
Standalone Storage | 26INR0499 | Mineral Springs BESS | Planned | Burnet County LLC | 7065 DOBVI 138kV | Burnet | SOUTH | 2026-10-31 | Q4 2026 | OTH | BA | 104 |  | No
Standalone Storage | 26INR0324 | Misty Hollow BESS | Planned | Clear Fork BESS, LLC | 345 kV Singleton (#44645) | Grimes | NORTH | 2028-07-15 | Q3 2028 | OTH | BA | 245.8 | 2025-12-04 | No
Standalone Storage | 28INR0175 | Mobee Springs BESS | Planned | Mobee Springs, LLC | #8805 BONIVIEW2A 69kV | Refugio | COASTAL | 2028-03-31 | Q1 2028 | OTH | BA | 100.61 |  | No
Standalone Storage | 26INR0506 | Momentum Bock | Planned | Momentum Bock, LLC | 1771 LAMAR BLOSSOM 138kV | Lamar | NORTH | 2028-04-20 | Q2 2028 | OTH | BA | 125.38 |  | No
Standalone Storage | 26INR0273 | Momentum Hazy Jane BESS | Planned | MOMENTUM HAZY JANE, LLC | Tap 138kV 1102 Judkins - 1110 Edward | Ector | WEST | 2028-02-26 | Q1 2028 | OTH | BA | 125.5 |  | No
Standalone Storage | 26INR0272 | Momentum Stout BESS | Planned | Momentum STOUT, LLC | 70111 Flat Rock 138kV | Burnet | SOUTH | 2027-10-01 | Q4 2027 | OTH | BA | 125.5 |  | No
Standalone Storage | 25INR0186 | Moonlight Sonata BESS | Planned | Samsung Solar Energy 2, LLC | Altair (78118) – Nada (78103) 138KV | Colorado | SOUTH | 2028-07-01 | Q3 2028 | OTH | BA | 201.08 |  | No
Standalone Storage | 27INR0137 | Moonlit Bayou Storage | Planned | Moonlit Bayou Energy Center, LLC | Tap 138kV 7252 Schulenburg - 7254 Weimar | Fayette | SOUTH | 2028-07-31 | Q3 2028 | OTH | BA | 209.23 |  | No
Standalone Storage | 26INR0194 | Motif BESS II | Planned | Motif Storage, LLC | 7440 Tarpley 138kV | Bandera | SOUTH | 2029-02-19 | Q1 2029 | OTH | BA | 201.13 |  | No
Standalone Storage | 26INR0219 | Mountain Springs BESS | Planned | Mountain Springs BESS | 704 Mountain Springs 138 kV | Cooke | NORTH | 2027-04-01 | Q2 2027 | OTH | BA | 150.52 |  | No
Standalone Storage | 27INR0571 | Nabla Energy Storage I | Planned | Nabla Park LLC | tapping on 345 kv line parker 5 1436 to benbark 5 1873 | Tarrant | NORTH | 2028-12-31 | Q4 2028 | OTH | BA | 750 |  | No
Standalone Storage | 28INR0466 | Nabla Energy Storage II | Planned | Nabla Park LLC | tapping on the 345 kv line parker 5 1436 to benbark A T5 1869 | Parker | NORTH | 2028-12-31 | Q4 2028 | OTH | BA | 750 |  | No
Standalone Storage | 26INR0385 | Nanulak BESS | Planned | Nanulak BESS, L.L.C. | 38113 TNCOYOTSPG1 138kV | Reeves | WEST | 2027-03-15 | Q1 2027 | OTH | BA | 181.54 |  | No
Standalone Storage | 26INR0306 | Nautilus Heavy Storage | Planned | Nautilus Heavy Storage, LLC | 8422 Dupont 138kV | San Patricio | COASTAL | 2028-06-10 | Q2 2028 | OTH | BA | 256.24 |  | No
Standalone Storage | 25INR0375 | NavBoot BESS | Planned | Navboot BESS LLC | 8858 MCKENZIE4A 138kV | Nueces | COASTAL | 2026-12-01 | Q4 2026 | OTH | BA | 303.7 | 2025-10-20 | No
Standalone Storage | 26INR0252 | Neutron Storage | Planned | Elawan Neutron Storage, LLC | Tap 345kV 13405 Trading House - 68090 Sam Switch | McLennan | NORTH | 2028-04-29 | Q2 2028 | OTH | BA | 104.5 | 2025-12-05 | No
Standalone Storage | 27INR0255 | New Minglewood Energy Center | Planned | Nova Clean Energy LLC | #11098 Sand Lake Switch Station (SANDLAKE_5) 345kV | Ward | WEST | 2027-09-30 | Q3 2027 | OTH | BA | 208.3 |  | No
Standalone Storage | 26INR0682 | North Edinburg BESS 1 | Planned | Edinburg ESS Assets LLC | TSP Station Name: North Edinburg TSP Station Code: NEDIN Load Name / Load Transformer Name: LOAD3 Bus #: PTI Bus Number: 8380 Voltage (Transmission level kV): 138 kV Node (associated w/ load/load XFMR in NMMS): LD03 | Hidalgo | SOUTH | 2026-03-20 | Q1 2026 | OTH | BA | 9.99 | 2025-06-10 | Yes
Standalone Storage | 27INR0291 | Nouveau BESS | Planned | RamZ BESS, LLC | 1444 Brown Switch - 3348 Russell Gap 345 kV Line | Brown | NORTH | 2027-12-15 | Q4 2027 | OTH | BA | 256.1 |  | No
Standalone Storage | 27INR0091 | Oak Tree Energy Storage | Planned | Live Oak Energy Storage, LLC | Tap Shaula (#5380) – South Texas (#5915) | Lavaca | SOUTH | 2029-08-01 | Q3 2029 | OTH | BA | 310.2 |  | No
Standalone Storage | 28INR0454 | Oakley BESS | Planned | Oakley BESS LLC | Tap 138 kV 612 BLUHORSE– 684 SPRING | Denton | NORTH | 2028-09-08 | Q3 2028 | OTH | BA | 200.96 |  | No
Standalone Storage | 25INR0657 | O'Bannion Energy Storage | Planned | O'Bannion Energy Storage, LLC | 1506 Long Hollow Switch 345 kV | Jack | NORTH | 2028-04-21 | Q2 2028 | OTH | BA | 306.4 | 2025-12-05 | Yes
Standalone Storage | 27INR0494 | Obbligato BESS | Planned | Obbligato BESS, LLC | Tap 138kV 120# TALBRTRIDG – 3683# MINERVA1_8 | Milam | SOUTH | 2029-02-28 | Q1 2029 | OTH | BA | 200.71 |  | No
Standalone Storage | 26INR0114 | Ochoa Energy Storage | Planned | Ochoa Energy Storage LLC | Tap 138kV Katy (44420) - Franz (44260) Ckt 09 | Waller | HOUSTON | 2027-06-03 | Q2 2027 | OTH | BA | 260.16 |  | No
Standalone Storage | 27INR0235 | Ochoa Energy Storage II | Planned | Ochoa Energy Storage II LLC | Tap 138kV 44420 Katy - 44230 Flewellen | Waller | HOUSTON | 2029-01-01 | Q1 2029 | OTH | BA | 516.56 |  | No
Standalone Storage | 27INR0143 | Ogalalla Storage | Planned | Hecate Energy Ogalalla Solar LLC | 23912 OGALLALA_5 345kV | Castro | PANHANDLE | 2028-04-15 | Q2 2028 | OTH | BA | 251.6 |  | No
Standalone Storage | 28INR0029 | Old Fiddler Energy Storage | Planned | Old Fiddler Energy Storage LLC | 3233 Foggle Switch 138 kV | Henderson | NORTH | 2029-04-16 | Q2 2029 | OTH | BA | 224.08 |  | No
Standalone Storage | 27INR0315 | Old Roman Energy Center | Planned | Nova Clean Energy LLC | 23868 STILES 138 KV | Reagan | WEST | 2027-08-31 | Q3 2027 | OTH | BA | 207.34 |  | No
Standalone Storage | 27INR0253 | Old Victory Energy Center | Planned | Nova Clean Energy LLC | 8692 MAVERICK4A 138kV | Maverick | SOUTH | 2027-05-01 | Q2 2027 | OTH | BA | 202.5 |  | No
Standalone Storage | 25INR0649 | Olmito BESS | Planned | Aggreko MSR Grid PC7 | Station Name: OLMITO Load Name or Load Transformer name: LD1 Bus#: 8950 Voltage: 138kV | Cameron | COASTAL | 2026-02-26 | Q1 2026 | OTH | BA | 9.99 | 2024-03-17 | Yes | 2025-07-24 | 2025-07-31
Standalone Storage | 25INR0222 | Olympic BESS | Planned | SMT Olympic BESS LLC | AIRLINE 138 kV Substation (Bus# 8490) | Nueces | COASTAL | 2027-07-01 | Q3 2027 | OTH | BA | 222.81 |  | No
Standalone Storage | 27INR0082 | Orbit Energy Storage | Planned | GCI Orbit Energy Storage, LLC | Tap 345 kV Calaveras Power Station (BUS #5400) to VON_ROSE (BUS #5475) | Bexar | SOUTH | 2027-06-01 | Q2 2027 | OTH | BA | 501.94 |  | No
Standalone Storage | 25INR0394 | Orchard Ray BESS | Planned | Pettus BESS | 8590 Tuleta 138kV | Bee | SOUTH | 2027-05-01 | Q2 2027 | OTH | BA | 51.85 |  | No
Standalone Storage | 27INR0180 | Otter BESS | Planned | GRS BESS TEXAS TEN, LLC | 5378 SHEPHERD RD 138kV | Bexar | SOUTH | 2027-04-15 | Q2 2027 | OTH | BA | 157.12 |  | No
Standalone Storage | 23INR0382 | Outer Loop BESS | Planned | Black Mountain Energy Storage II | 40700 Greens Bayou 345kV | Harris | HOUSTON | 2027-12-06 | Q4 2027 | OTH | BA | 201.2 |  | No
Standalone Storage | 28INR0288 | Outrider BESS | Planned | Sanders Hollow Energy Center, LLC | Tap 345 kV 59904 Cottonwood (W_CW_345) - 60500 Edith Clarke (EDITHCLA7A) CKT. Approximately distance from the POI to Cottonwood Substation is 11.13 miles and to Edith Clarke Substation 77.6 miles. | Dickens | PANHANDLE | 2028-09-30 | Q3 2028 | OTH | BA | 302 |  | No
Standalone Storage | 24INR0533 | Padua Grid BESS Unit 2 | Planned | Padua Grid 2, LLC | 5395 Sommers 138kV | Bexar | SOUTH | 2026-03-16 | Q1 2026 | OTH | BA | 150.94 | 2025-01-10 | Yes
Standalone Storage | 28INR0024 | Padua Grid BESS Unit 3 | Planned | Padua Grid 3, LLC | Tap #5395 O.W Sommer 138kV | Bexar | SOUTH | 2026-05-15 | Q2 2026 | OTH | BA | 201.35 | 2025-03-07 | Yes
Standalone Storage | 22INR0466 | Pajarita BESS | Planned | VESI 29 LLC | 8266 Marconi 138kV | Cameron | COASTAL | 2028-07-19 | Q3 2028 | OTH | BA | 205.5 | 2025-06-19 | Yes
Standalone Storage | 24INR0387 | PaleAle BESS | Planned | Momentum Energy Storage Partners,LLC | Tap 138 kV Bus 7506 L_CEDAVA8_1Y - Bus 7507 L_FRIEND8_1Y | Hays | SOUTH | 2027-04-15 | Q2 2027 | OTH | BA | 75.38 |  | No
Standalone Storage | 29INR0174 | Palisade BESS | Planned | Flexen USA LLC | Hoffman (42810) - Lake Jackson (42880) 138 kV line | Brazoria | COASTAL | 2029-10-01 | Q4 2029 | OTH | BA | 153.5 |  | No
Standalone Storage | 23INR0462 | Palladium Storage | Planned | Palladium Energy Storage LLC | Tap 138 kV 8656 Luna - 8033 Pantera | Hidalgo | SOUTH | 2028-06-30 | Q2 2028 | OTH | BA | 152 |  | No
Standalone Storage | 24INR0628 | Palmview BESS | Planned | SBESS TX14 LLC | Palmview XFMR 2 CKT 6790 Substation transmission - 138kv ERCOT station code - PALMVIEW PTI Bus # 8387 ERCOT Load Name - LD02 | Hidalgo | SOUTH | 2026-04-20 | Q2 2026 | OTH | BA | 9.9 | 2024-04-15 | Yes | 2025-11-11 | 2025-12-10
Standalone Storage | 28INR0154 | Pamela Heights I | Planned | Pamela heights I Energy Center LLC | #47150 HOC 138kV | Harris | HOUSTON | 2026-07-01 | Q3 2026 | OTH | BA | 101.65 | 2025-10-07 | Yes
Standalone Storage | 23INR0200 | Paradiso BESS | Planned | VESI 13 | 8203 Pleasanton 138kV | Atascosa | SOUTH | 2028-03-15 | Q1 2028 | OTH | BA | 100.92 | 2025-04-18 | Yes
Standalone Storage | 27INR0252 | Parula Energy Center | Planned | Parula Energy Center | 7287 Bellville North 138kV | Austin | SOUTH | 2027-09-30 | Q3 2027 | OTH | BA | 250.95 |  | No
Standalone Storage | 25INR0242 | Pato Blanco Storage | Planned | TX BESS 4, LLC | Tap 138 kV 44010 W A Parish - 42980 NASH___S02_8 | Fort Bend | HOUSTON | 2026-03-01 | Q1 2026 | OTH | BA | 71.34 |  | No
Standalone Storage | 27INR0441 | Pavo Creek Storage | Planned | Pavo Creek Storage, LLC | Tap #3659 Thorndale North - #3701 Rookie Switch 138 kV | Milam | SOUTH | 2028-09-21 | Q3 2028 | OTH | BA | 154.2 |  | No
Standalone Storage | 27INR0092 | Pecan BESS | Planned | Gransolar Texas Three LLC | (PSSE BUS# 47) HILTOPLKS8 138kV | Leon | NORTH | 2027-07-15 | Q3 2027 | OTH | BA | 157.12 |  | No
Standalone Storage | 27INR0593 | Pecan Ridge | Planned | Luminous Energy Renewables LLC | 60386 HEARTLAN2A 69kV | McCulloch | SOUTH | 2027-06-30 | Q2 2027 | OTH | BA | 150.79 |  | No
Standalone Storage | 23INR0194 | Pequin Energy Storage | Planned | Pequin Energy Storage, LLC | 39500 TN West Columbia 138kV | Brazoria | COASTAL | 2027-09-13 | Q3 2027 | OTH | BA | 103.4 |  | No
Standalone Storage | 26INR0280 | Pethrus BESS | Planned | Pethrus BESS, LLC | Tap Wichita Falls Switch (#1464) – North Star (#1467) 138 kV Line | Wichita | WEST | 2028-02-01 | Q1 2028 | OTH | BA | 174.08 |  | No
Standalone Storage | 23INR0468 | Petunia Storage Project | Planned | Petunia Storage Project LLC | 138kV Tap 3675 Rogers - 3485 Tin Roof Pod | Milam | SOUTH | 2027-01-22 | Q1 2027 | OTH | BA | 231.86 |  | No
Standalone Storage | 27INR0245 | Pez Rojo BESS | Planned | Pez Rojo BESS, LLC | Tap 138 kV #40260 Chamon - #40912 King | Harris | HOUSTON | 2029-02-01 | Q1 2029 | OTH | BA | 217.23 |  | No
Standalone Storage | 28INR0094 | Pham BESS | Planned | ASB1, LLC | Tap 138kV 3281 TENNCLNY_8 - 3499 BLACKFTAP_8 | Anderson | NORTH | 2028-04-17 | Q2 2028 | OTH | BA | 132.98 |  | No
Standalone Storage | 26INR0329 | Pianissimo BESS II | Planned | Pianissimo Storage, LLC | Tap 138kV 685 LEO - 587 GREENWOOD | Wise | NORTH | 2027-12-31 | Q4 2027 | OTH | BA | 202 |  | No
Standalone Storage | 24INR0275 | Picadillo BESS | Planned | Black Mountain Energy Storage II | 23837 Buffalo 138kV | Martin | WEST | 2028-05-15 | Q2 2028 | OTH | BA | 100.83 | 2024-01-23 | No
Standalone Storage | 26INR0317 | Pinnacle Point Energy Storage | Planned | GCI Pinnacle Point, LLC | Tap Highlands (Bus # 40812) - HANEY ( BUS # 40790) 138 kV | Harris | HOUSTON | 2027-06-01 | Q2 2027 | OTH | BA | 101.3 |  | No
Standalone Storage | 24INR0302 | Pintail Pass BESS | Planned | Pintail Pass BESS, LLC | 8249 ANGSTROM 345KV | San Patricio | COASTAL | 2026-02-15 | Q1 2026 | OTH | BA | 207.25 | 2023-05-16 | Yes
Standalone Storage | 27INR0418 | Pioneer Path Energy Storage 1 | Planned | Tempus Power management LLC | Tap 345kV 39950 TNP ONE PLANT - 3400 TWIN OAK Ckt 2 | Robertson | NORTH | 2027-12-01 | Q4 2027 | OTH | BA | 102.14 |  | No
Standalone Storage | 27INR0423 | Pioneer Path Energy Storage 2 | Planned | Tempus Power management LLC | Tap 345kV 39950 TNP ONE PLANT - 3400 TWIN OAK Ckt 2 | Robertson | NORTH | 2027-12-01 | Q4 2027 | OTH | BA | 102.14 |  | No
Standalone Storage | 27INR0424 | Pioneer Path Energy Storage 3 | Planned | Tempus Power management LLC | Tap 345kV 39950 TNP ONE PLANT - 3400 TWIN OAK Ckt 2 | Robertson | NORTH | 2027-12-01 | Q4 2027 | OTH | BA | 102.14 |  | No
Standalone Storage | 27INR0425 | Pioneer Path Energy Storage 4 | Planned | Tempus Power management LLC | Tap 345kV 39950 TNP ONE PLANT - 3400 TWIN OAK Ckt 2 | Robertson | NORTH | 2027-12-01 | Q4 2027 | OTH | BA | 102.14 |  | No
Standalone Storage | 27INR0343 | Plant Road BESS | Planned | Horizon Energy Storage Greenfield Project Holdings LLC | 1027 ODEHV 138kV | Ector | WEST | 2028-03-01 | Q1 2028 | OTH | BA | 206 |  | No
Standalone Storage | 22INR0554 | Platinum Storage | Planned | Platinum Energy Storage LLC | 1729 Valley South 345kV | Fannin | NORTH | 2026-02-26 | Q1 2026 | OTH | BA | 309.53 | 2022-11-17 | Yes | 2025-05-21 | 2025-06-03
Standalone Storage | 25INR0405 | Pledgor BESS | Planned | Pledgor BESS | Tap Gulftie (43340) – Pledger (43120) circuit 60 | Matagorda | COASTAL | 2028-04-06 | Q2 2028 | OTH | BA | 100.33 |  | No
Standalone Storage | 26INR0355 | Pleiades Storage | Planned | Pleiades Storage, LLC | Tap 138kV Einstein 23852 - 10043 St. Lawrence | Glasscock | WEST | 2028-09-22 | Q3 2028 | OTH | BA | 205.5 |  | No
Standalone Storage | 27INR0524 | Portland Storage SLF | Planned | Convergent Energy Solutions LLC | 8566 HOT IRON 4A 138 kV 8569 HOT IRON 4B 138 kV (2) POIs will be used for this project because there are (2) 138 kV lines supplying the ArcelorMittal plant. Project physical connection will be 13.8 kV bus at ArcelorMittal. | San Patricio | COASTAL | 2028-01-03 | Q1 2028 | OTH | BA | 0 |  | No
Standalone Storage | 26INR0429 | Post Trail Energy | Planned | Post Trail Energy, LLC | Tap 138kV Conoco 8138 - Black Cat 80124 | Matagorda | COASTAL | 2028-10-16 | Q4 2028 | OTH | BA | 103.5 |  | No
Standalone Storage | 25INR0715 | Poteet BESS | Planned | HEN INFRASTRUCTURE, LLC 1 | TSP Station Name: POTEET SUB TSP Station Code: POTEETS Load Name: POTEE_1 Bus#: 5710 kV: 69 | Atascosa | SOUTH | 2026-01-26 | Q1 2026 | OTH | BA | 9.95 | 2024-08-07 | Yes | 2025-05-07 | 2025-09-09
Standalone Storage | 26INR0422 | PowerVault BESS | Planned | SMT Elm Mott BESS | Tap 345kV 3406 Elm Mott - 3405 Tradinghouse Ses | McLennan | NORTH | 2027-07-01 | Q3 2027 | OTH | BA | 254.8 |  | No
Standalone Storage | 27INR0323 | Prairie Blossom Storage | Planned | Prairie Blossom Storage, LLC | 1322 Big Spring 138kV | Howard | WEST | 2028-09-21 | Q3 2028 | OTH | BA | 122.5 |  | No
Standalone Storage | 27INR0426 | Prairie Horizon Energy Storage 1 | Planned | Tempus Power management LLC | Tap 345kV 39950 TNP ONE PLANT - 3400 TWIN OAK Ckt 2 | Robertson | NORTH | 2027-12-01 | Q4 2027 | OTH | BA | 102.14 |  | No
Standalone Storage | 27INR0427 | Prairie Horizon Energy Storage 2 | Planned | Tempus Power management LLC | Tap 345kV 39950 TNP ONE PLANT - 3400 TWIN OAK Ckt 2 | Robertson | NORTH | 2027-12-01 | Q4 2027 | OTH | BA | 102.14 |  | No
Standalone Storage | 27INR0428 | Prairie Horizon Energy Storage 3 | Planned | Tempus Power management LLC | Tap 345kV 39950 TNP ONE PLANT - 3400 TWIN OAK Ckt 2 | Robertson | NORTH | 2027-12-01 | Q4 2027 | OTH | BA | 102.14 |  | No
Standalone Storage | 27INR0429 | Prairie Horizon Energy Storage 4 | Planned | Tempus Power management LLC | Tap 345kV 39950 TNP ONE PLANT - 3400 TWIN OAK Ckt 2 | Robertson | NORTH | 2027-12-01 | Q4 2027 | OTH | BA | 102.14 |  | No
Standalone Storage | 25INR0329 | Project Lynx BESS | Planned | Corpus Battery Storage, LLC | 138KV Tap 8921 Terra Verde - 8518 Kingsville | Nueces | COASTAL | 2026-05-01 | Q2 2026 | OTH | BA | 125.3 | 2024-04-09 | Yes
Standalone Storage | 26INR0485 | Prospector Energy Storage | Planned | Prospector Storage LLC | Natural Dam 138kV Substation (23836) | Howard | WEST | 2026-09-30 | Q3 2026 | OTH | BA | 204.6 |  | No
Standalone Storage | 26INR0410 | Prost ESS | Planned | Prost ESS LLC | Tap 138kV L_PISEK_8_1Y (#7296) - L_WELCOM8_1Y(#7577) | Austin | SOUTH | 2028-09-08 | Q3 2028 | OTH | BA | 202.7 |  | No
Standalone Storage | 24INR0447 | PSE Chihuahua TX Storage | Planned | PureSky Development Inc | Tap 138kV 8392 Bates – 8394 Liston | Hidalgo | SOUTH | 2027-04-30 | Q2 2027 | OTH | BA | 200 |  | No
Standalone Storage | 24INR0445 | PSE Flores TX Storage | Planned | PureSky Development Inc | TAP 138KV 8793 RIO GRANDE CITY - 8798 LAGRULLA | Starr | SOUTH | 2027-04-30 | Q2 2027 | OTH | BA | 200 |  | No
Standalone Storage | 24INR0446 | PSE Gongora Hill TX Storage | Planned | PureSky Development Inc | Tap 138kV 8796 Roma – 7870 Escobares | Starr | SOUTH | 2027-04-30 | Q2 2027 | OTH | BA | 200 |  | No
Standalone Storage | 24INR0448 | PSE Minnesota TX Storage | Planned | PureSky Development Inc | Tap 138kV 8372 North Pharr – 8906 North Alamo | Hidalgo | SOUTH | 2027-04-30 | Q2 2027 | OTH | BA | 94 |  | No
Standalone Storage | 24INR0449 | PSE Richardson TX Storage | Planned | PureSky Development Inc. | TAP 138KV 8374 SOUTH EAST EDINBURG - 8029 CLOSNER | Hidalgo | SOUTH | 2027-04-30 | Q2 2027 | OTH | BA | 100 |  | No
Standalone Storage | 25INR0391 | Purple Sage BESS 1 | Planned | Purple Sage, LLC | Anna 345 kV Bus# 2373. | Collin | NORTH | 2027-05-30 | Q2 2027 | OTH | BA | 156 | 2024-10-11 | Yes
Standalone Storage | 25INR0392 | Purple Sage BESS 2 | Planned | Purple Sage, LLC | Anna 345 kV Bus# 2373 | Collin | NORTH | 2027-05-30 | Q2 2027 | OTH | BA | 156 | 2024-10-11 | Yes
Standalone Storage | 22INR0423 | Quela BESS | Planned | BRP Quela BESS LLC | Tap 138kV 5110 J.T. Deely - 5294 Martinez | Bexar | SOUTH | 2027-12-01 | Q4 2027 | OTH | BA | 301.41 |  | No
Standalone Storage | 28INR0119 | Rabbit Hollow Energy Storage | Planned | Rabbit Hollow Energy Storage, LLC | 1190 Barber Lake Switch 138kV | Mitchell | WEST | 2028-09-30 | Q3 2028 | OTH | BA | 341.8 |  | No
Standalone Storage | 21INR0505 | Ramsey Storage | Planned | Hecate Energy Ramsey Storage LLC | 44200 Hillje 345kV | Wharton | SOUTH | 2027-12-31 | Q4 2027 | OTH | BA | 201.1 | 2022-08-11 | Yes
Standalone Storage | 25INR0489 | Ranchero BESS | Planned | Ranchero Battery Facility, LLC | 7053 Noelke 345 kV | Crockett | WEST | 2027-04-30 | Q2 2027 | OTH | BA | 150 |  | No
Standalone Storage | 29INR0152 | Ranger BESS | Planned | Nova Clean Energy LLC | SSWG Bus name: CSTROVILESB8 , Bus# : 5804 Planning Bus long name: CSTROVILESB8, 138 kV | Medina | SOUTH | 2028-04-29 | Q2 2028 | OTH | BA | 155.2 |  | No
Standalone Storage | 24INR0210 | Raven Storage | Planned | Raven Storage, LLC | Tap 138kV 44740 Wallis - 44190 East Bernard CKT#65 | Wharton | SOUTH | 2026-07-31 | Q3 2026 | OTH | BA | 101.4 | 2024-06-04 | Yes
Standalone Storage | 24INR0281 | Red Egret BESS | Planned | Red Egret LLC | 38820 FREEWAY PARK 138KV | Galveston | HOUSTON | 2026-08-31 | Q3 2026 | OTH | BA | 310.58 | 2023-06-07 | Yes
Standalone Storage | 27INR0400 | Reforzar BESS 1 | Planned | Tempus Power management LLC | 345 kV 80078 Reforzar | Brooks | SOUTH | 2028-04-13 | Q2 2028 | OTH | BA | 207.6 |  | No
Standalone Storage | 27INR0401 | Reforzar Bess 2 | Planned | Tempus Power management LLC | 345 kV 80078 Reforzar | Brooks | SOUTH | 2028-04-13 | Q2 2028 | OTH | BA | 207.6 |  | No
Standalone Storage | 27INR0399 | Resaca Oasis Storage | Planned | Resaca Oasis Storage, LLC | # 79601 Stillman Substation 138 kV | Cameron | COASTAL | 2027-09-20 | Q3 2027 | OTH | BA | 200.7 | 2025-05-22 | Yes
Standalone Storage | 27INR0254 | REVOLUTION BESS | Planned | Nova Clean Energy LLC | 8619 Encinal Substation 138KV | La Salle | SOUTH | 2027-05-01 | Q2 2027 | OTH | BA | 208.8 |  | No
Standalone Storage | 26INR0503 | Rex Storage | Planned | Rex BESS, LLC | Tap 138 kV 48096 El Dorado - 43610 Scarsdale CKT 92 | Harris | HOUSTON | 2027-09-15 | Q3 2027 | OTH | BA | 256.4 |  | No
Standalone Storage | 24INR0397 | Rhapsody Storage | Planned | Destiny Storage, LLC | Tap 138kV 40390 Crosby - 40680 Placid Ckt 86 | Harris | HOUSTON | 2026-04-17 | Q2 2026 | OTH | BA | 205.57 | 2023-09-20 | Yes
Standalone Storage | 23INR0478 | Rhoda Storage | Planned | Milam Energy, LLC | Tap 138kV 32 Robertson - 64 Milano | Milam | SOUTH | 2028-04-07 | Q2 2028 | OTH | BA | 141.23 |  | No
Standalone Storage | 28INR0348 | Ringtail Energy Storage | Planned | PowerPulse LLC | Bus # 1446, Lake Wichita, 138 kV | Archer | WEST | 2028-12-15 | Q4 2028 | OTH | BA | 203.8 |  | No
Standalone Storage | 23INR0163 | Ringtail Ridge Storage | Planned | KCE TX 26, LLC | 7150 Kendall 138kV | Kendall | SOUTH | 2028-05-23 | Q2 2028 | OTH | BA | 100.57 |  | No
Standalone Storage | 26INR0461 | Rio Hondo BESS | Planned | SBESS TX25 LLC | Tap 138kV #80309 Las Pulgas - #8319 Rio Hondo | Cameron | COASTAL | 2028-06-30 | Q2 2028 | OTH | BA | 200.78 |  | No
Standalone Storage | 28INR0221 | Rio Star Energy Storage | Planned | Rio Star Energy Storage, LLC | Tap 1464 Wichita Falls South Switch – 1474 Scotland 138 kV | Wichita | WEST | 2028-09-28 | Q3 2028 | OTH | BA | 143.6 |  | No
Standalone Storage | 24INR0392 | Riverwalk BESS | Planned | RWE Solar Developement, LLC | 5294 Martinez Substation 138kV | Bexar | SOUTH | 2027-10-01 | Q4 2027 | OTH | BA | 120 |  | No
Standalone Storage | 27INR0117 | Roble BESS | Planned | Flexen USA LLC | 7180 L_ZORN__8_1Y 138kV | Guadalupe | SOUTH | 2028-12-01 | Q4 2028 | OTH | BA | 154.3 |  | No
Standalone Storage | 26INR0407 | Rock Creek BESS | Planned | Flat Rock Energy Center, LLC | 7150 Kendall 138kV | Kendall | SOUTH | 2028-03-29 | Q1 2028 | OTH | BA | 251.05 | 2025-07-22 | Yes
Standalone Storage | 26INR0201 | Rock Rose BESS | Planned | Rock Rose Energy Storage LLC | 44070 Whaley 345 kV | Fort Bend | HOUSTON | 2026-12-15 | Q4 2026 | OTH | BA | 211.5 | 2024-06-15 | Yes
Standalone Storage | 22INR0239 | Rockefeller Storage | Planned | Mittel Rockefeller Storage LLC | 76003 Big Hill 345kV | Schleicher | WEST | 2027-06-01 | Q2 2027 | OTH | BA | 206.8 | 2024-09-23 | Yes
Standalone Storage | 29INR0109 | Rockpile Storage | Planned | Rockpile Storage, LLC | Direct to substation at 69kV Derby BUS ID #5842 | Frio | SOUTH | 2029-06-12 | Q2 2029 | OTH | BA | 104 |  | No
Standalone Storage | 27INR0303 | Rocky Point BESS | Planned | Nicole BESS | 6351 Nicole Substation 138kV | Coke | WEST | 2027-11-01 | Q4 2027 | OTH | BA | 150.96 |  | No
Standalone Storage | 25INR0414 | Rogers Creek BESS | Planned | Dialville BESS | Tap 138 KV DailVille (3160) - Neches Pump (3296) | Cherokee | NORTH | 2028-04-19 | Q2 2028 | OTH | BA | 100.33 |  | No
Standalone Storage | 24INR0514 | Rogers Draw BESS | Planned | ROGERS DRAW ENERGY STORAGE, LLC | 7751 Headwaters substation 138kV | Gillespie | SOUTH | 2026-06-30 | Q2 2026 | OTH | BA | 148.61 | 2024-02-28 | Yes
Standalone Storage | 26INR0501 | Rolling Plains BESS | Planned | Haskell County BESS LLC | 6104 SMOKY HILL 345kV | Haskell | WEST | 2028-06-30 | Q2 2028 | OTH | BA | 120 |  | No
Standalone Storage | 24INR0519 | Roost Energy Storage | Planned | Bluff Creek Energy Storage LLC | KNDRSACRC Bus #11130 to Knapp Substation Bus #1310 | Scurry | WEST | 2027-09-13 | Q3 2027 | OTH | BA | 102.36 |  | No
Standalone Storage | 25INR0133 | Rose Quartz BESS | Planned | Rose Quartz BESS, LLC | Tap 138kV 8283 Asherton - 8613 Bigwells | Dimmit | SOUTH | 2026-12-01 | Q4 2026 | OTH | BA | 101.41 |  | No
Standalone Storage | 26INR0497 | Rosharon BESS | Planned | Rosharon BESS LLC | 138 kV 42570 Archer (ACH) | Brazoria | COASTAL | 2028-06-30 | Q2 2028 | OTH | BA | 120 |  | No
Standalone Storage | 24INR0282 | Royal River BESS | Planned | Royal River LLC | Tap 138kV 42110 Angleton - 43381 West Columbia | Brazoria | COASTAL | 2027-01-11 | Q1 2027 | OTH | BA | 310.7 |  | No
Standalone Storage | 27INR0096 | Rubicon Power BESS | Planned | Rubicon Power LLC | 39703 TNMP FM524 138kV | Brazoria | COASTAL | 2026-12-31 | Q4 2026 | OTH | BA | 301.38 |  | No
Standalone Storage | 28INR0391 | Ruedrich BESS | Planned | Ruedrich BESS | LINE TAP OF CIBOLO (7608) AND McQUEENEY (7606) | Guadalupe | SOUTH | 2028-11-09 | Q4 2028 | OTH | BA | 200.58 |  | No
Standalone Storage | 26INR0331 | RUSH ESS | Planned | OCI Solar Power LLC | Tap 345 kV 5231 HOWARD_5 – 5400 SPRUCE | Bexar | SOUTH | 2027-07-01 | Q3 2027 | OTH | BA | 201.27 |  | No
Standalone Storage | 24INR0485 | Rutile BESS | Planned | Rutile BESS, LLC | Tap 138kV 6340 BALLINGER - 60399 WEISS | Runnels | WEST | 2028-03-31 | Q1 2028 | OTH | BA | 100.65 | 2025-07-17 | Yes
Standalone Storage | 20INR0246 | Ryan Energy Storage | Planned | Ryan Storage LLC | 37580 TNPancake 69kV | Coryell | NORTH | 2026-12-12 | Q4 2026 | OTH | BA | 51.6 | 2021-02-18 | Yes
Standalone Storage | 28INR0186 | Saddlehorn Energy Storage | Planned | Saddlehorn, LLC | Tap 138kV 7287 Bellville North - 7291 Highway 36 | Austin | SOUTH | 2028-11-01 | Q4 2028 | OTH | BA | 256.8 |  | No
Standalone Storage | 25INR0142 | Sagewood BESS | Planned | Sagewood BESS, LLC | tap McDonald Road Switch (1333) – Pastores Switch (10121) ckt 1 | Glasscock | WEST | 2028-03-31 | Q1 2028 | OTH | BA | 100.57 |  | No
Standalone Storage | 23INR0419 | SAHARA BESS (SOHO BESS) | Planned | ESTX-PLD-HOUSTON2 | 43035 Oasis 345kV | Brazoria | COASTAL | 2026-06-01 | Q2 2026 | OTH | BA | 204.4 | 2022-12-01 | Yes
Standalone Storage | 25INR0162 | SAHARA II BESS (SOHO II BESS) | Planned | ESTX-PLD-HOUSTON2 | 43035 Oasis 345kV | Brazoria | COASTAL | 2026-06-01 | Q2 2026 | OTH | BA | 204.3 | 2023-04-15 | Yes
Standalone Storage | 26INR0363 | Saint Charles Energy Storage | Planned | RSN STORAGE 001, LLC | TAP 138kV 3345 FLATBRA_8 - 3351 JIM_ENG_8 | Houston | NORTH | 2027-06-01 | Q2 2027 | OTH | BA | 202.7 |  | No
Standalone Storage | 28INR0116 | Salazar BESS | Planned | Salazar Energy Storage LLC | 2068 Rosen Heights 138kV | Tarrant | NORTH | 2028-07-11 | Q3 2028 | OTH | BA | 127.82 |  | No
Standalone Storage | 26INR0356 | Saluga Ranch Storage | Planned | Saluga Ranch Energy, LLC | Asherton 8283 - Big wells 8613 -138 kV | Dimmit | SOUTH | 2027-08-25 | Q3 2027 | OTH | BA | 125.4 |  | No
Standalone Storage | 23INR0496 | San Perlita BESS 1 | Planned | RWE Renewables | 8601 Cebolla 345kV | Willacy | COASTAL | 2025-12-15 | Q4 2025 | OTH | BA | 150 |  | No
Standalone Storage | 23INR0497 | San Perlita BESS 2 | Planned | RWE Renewables | 8601 Cebolla 345kV | Willacy | COASTAL | 2025-12-15 | Q4 2025 | OTH | BA | 150 |  | No
Standalone Storage | 24INR0081 | SANJAC BESS | Planned | Castleman Power | 40270 Riverside 138kV | Harris | HOUSTON | 2027-04-04 | Q2 2027 | OTH | BA | 202.37 |  | No
Standalone Storage | 24INR0642 | SE Edinburg BESS | Planned | SBESS TX16 LLC | Southeast Edinburg, XFMR 2, #6580 CKT, SOUTHEAST EDINBURG, SE_EDINB, Ercot Bus # 8374, Ercot Load name - 138_12_2 | Hidalgo | SOUTH | 2026-04-20 | Q2 2026 | OTH | BA | 9.9 | 2024-04-26 | Yes | 2025-11-13 | 2025-12-09
Standalone Storage | 25INR0378 | Second Division Storage | Planned | Mound Creek Storage, LLC | Tap 138 kV SANBER_POI_8 (Bus# 43110) to WEST COLUMBIA (Bus# 43380) Ckt 60 Line | Brazoria | COASTAL | 2025-12-31 | Q4 2025 | OTH | BA | 0 |  | No
Standalone Storage | 23INR0140 | Seine BESS | Planned | BRP Seine BESS LLC | 60500 Edith Clarke 345kV | Foard | WEST | 2027-12-01 | Q4 2027 | OTH | BA | 301.19 | 2024-12-01 | Yes
Standalone Storage | 26INR0248 | Sengun BESS | Planned | BRP Blue Topaz 12, LLC | WEST_OSO4A (8484) 138 KV | Nueces | COASTAL | 2028-03-17 | Q1 2028 | OTH | BA | 200.89 |  | No
Standalone Storage | 23INR0143 | Sepik BESS | Planned | BRP Sepik BESS LLC | tap 138kV 11342 Loraine South – 10050 Ranger Camp | Mitchell | WEST | 2028-03-01 | Q1 2028 | OTH | BA | 204.96 |  | No
Standalone Storage | 25INR0140 | Seragio BESS | Planned | Seragio BESS, LLC | 11140 ECTRCNTYN_8 138kV | Ector | WEST | 2027-06-28 | Q2 2027 | OTH | BA | 201.13 |  | No
Standalone Storage | 24INR0617 | Serrano Storage | Planned | Maverick ESS, LLC | 8267 GANSO Substation 138kV | Maverick | SOUTH | 2026-12-01 | Q4 2026 | OTH | BA | 185.59 |  | No
Standalone Storage | 28INR0472 | Seven Angels Energy Storage I | Planned | Seven Angels Infrastructure LLC | 68090 Sam Switch Bus 345kV | Hill | NORTH | 2028-12-31 | Q4 2028 | OTH | BA | 514 |  | No
Standalone Storage | 28INR0473 | Seven Angels Energy Storage II | Planned | Seven Angels Infrastructure LLC | 68090 Sam Switch Bus 345kV | Hill | NORTH | 2028-12-31 | Q4 2028 | OTH | BA | 514 |  | No
Standalone Storage | 23INR0351 | Seven Flags BESS | Planned | Seven Flags BESS LLC | 8295 Wormser Substation 138kV | Webb | SOUTH | 2026-01-07 | Q1 2026 | OTH | BA | 102.7 | 2023-05-19 | Yes | 2025-09-22 | 2025-09-30
Standalone Storage | 26INR0500 | Shackleford BESS | Planned | Shackelford County BESS LLC | 1442 CFRSW 345kV | Shackelford | WEST | 2028-09-23 | Q3 2028 | OTH | BA | 206.5 |  | No
Standalone Storage | 27INR0202 | Shallow Valley Storage | Planned | Shallow Valley Storage, LLC | Tap 138kV 1239 Coyanosa - 11238 Blair Lake Sub | Ward | WEST | 2028-06-01 | Q2 2028 | OTH | BA | 103.39 |  | No
Standalone Storage | 25INR0262 | Shepard Energy Storage | Planned | Shepard Energy Storage LLC | Hidden Lakes 138kV substation (Bus# 38900) | Galveston | HOUSTON | 2027-07-01 | Q3 2027 | OTH | BA | 256.79 | 2024-01-17 | Yes
Standalone Storage | 26INR0296 | Sherbino II BESS SLF | Planned | Phoenix Battery Storage, LLC | 38430 TNMP White baker Switching Station 138kV | Pecos | WEST | 2027-02-09 | Q1 2027 | OTH | BA | 77.37 | 2024-08-01 | Yes
Standalone Storage | 23INR0466 | Shoshana Storage | Planned | Shoshana Storage Project LLC | Tap STP – Refuge ckt 27 | Matagorda | COASTAL | 2028-05-30 | Q2 2028 | OTH | BA | 221 |  | No
Standalone Storage | 24INR0417 | Sierra Diablo Energy Storage | Planned | SIERRA DIABLO ENERGY STORAGE LLC | Tap 138kv 1698 Sulphur Springs Switch – 3174 Canton Switch | Van Zandt | NORTH | 2026-04-20 | Q2 2026 | OTH | BA | 203.81 |  | No
Standalone Storage | 23INR0126 | Sigma Storage | Planned | AES Distributed Energy, Inc | 40460 Deepwater 138kV | Harris | HOUSTON | 2029-10-01 | Q4 2029 | OTH | BA | 408.4 |  | No
Standalone Storage | 26INR0544 | Signal Hill BESS I | Planned | Signal Hill Generating LLC | 1498 WFCOGEN_8 138 - Wichita Falls Cogen 138 kV Substation | Wichita | WEST | 2027-08-18 | Q3 2027 | OTH | BA | 122.78 |  | No
Standalone Storage | 29INR0119 | Simsboro Storage | Planned | Simsboro Storage LLC | Tap Outlaw (3386) – Limestone (46020) | Freestone | NORTH | 2029-03-31 | Q1 2029 | OTH | BA | 301.6 |  | No
Standalone Storage | 26INR0189 | Skipjack Energy Storage | Planned | Skipper Energy Storage LLC | Tap 138 42980 Nash - 44010 W A Parish ckt #2 | Brazoria | COASTAL | 2028-02-28 | Q1 2028 | OTH | BA | 150.6 | 2024-08-13 | Yes
Standalone Storage | 26INR0327 | Sleepy Hollow BESS | Planned | Sleepy Hollow BESS, LLC | Tap 138 kV 792 Murray - 6169 Paint Creek | Throckmorton | WEST | 2028-02-22 | Q1 2028 | OTH | BA | 123.1 |  | No
Standalone Storage | 23INR0464 | Sloan Storage | Planned | Sloan Energy Storage LLC | 3179 Pauline 138kV | Henderson | NORTH | 2026-03-27 | Q1 2026 | OTH | BA | 200.9 |  | No
Standalone Storage | 23INR0501 | Soda Lake BESS 1 | Planned | Mendoza Trail BESS, LLC | 138kV Soda Lake Substation (#76026) | Crane | WEST | 2026-02-27 | Q1 2026 | OTH | BA | 203.87 | 2018-08-20 | Yes | 2025-09-02 | 2025-11-05
Standalone Storage | 27INR0120 | Solar Star Bay City Storage | Planned | Solar Star Bay City Storage | Tap 138kV Conoco (#8138) – Black Cat (#80124) | Matagorda | COASTAL | 2029-02-27 | Q1 2029 | OTH | BA | 206.27 |  | No
Standalone Storage | 26INR0181 | Solar Star Frontier BESS | Planned | Solar Star Frontier BESS, LLC | 8656 Luna 138kV | Cameron | COASTAL | 2029-02-27 | Q1 2029 | OTH | BA | 101.02 |  | No
Standalone Storage | 24INR0174 | Solar Star North Herty Storage | Planned | Solar Star North Herty Storage, LLC | 3307 Redland Switch 138 kV | Angelina | NORTH | 2027-08-25 | Q3 2027 | OTH | BA | 125.9 |  | No
Standalone Storage | 27INR0040 | Solar Star Rhome Storage | Planned | Solar Star Rhome Storage | 576 RHOME 138kV | Wise | NORTH | 2027-03-31 | Q1 2027 | OTH | BA | 220.7 |  | No
Standalone Storage | 24INR0378 | Solara BESS 1 | Planned | CED Development Inc. | 60387 Hendrick 138kV | Jones | WEST | 2027-11-30 | Q4 2027 | OTH | BA | 150 |  | No
Standalone Storage | 24INR0379 | Solara BESS 2 | Planned | CED Development Inc. | 60387 Hendrick 138kV | Jones | WEST | 2027-11-30 | Q4 2027 | OTH | BA | 150 |  | No
Standalone Storage | 28INR0148 | Sonora High Noon BESS | Planned | Sonora High Noon, LLC | 60412 CARVER 138kV | Sutton | WEST | 2028-07-01 | Q3 2028 | OTH | BA | 204.08 |  | No
Standalone Storage | 26INR0474 | Sorghum BESS | Planned | Blue Creek BESS, LLC | #44060 Blue Substation 345kV | Wharton | SOUTH | 2027-12-01 | Q4 2027 | OTH | BA | 208.9 | 2025-01-08 | No
Standalone Storage | 25INR0131 | SOSA Storage | Planned | Sosa Energy Center, LLC | Tap 138kV 25 North Zulch - 47 Hilltop Lakes | Madison | NORTH | 2027-07-01 | Q3 2027 | OTH | BA | 155.3 | 2023-12-05 | Yes
Standalone Storage | 28INR0150 | South Tripoint BESS | Planned | South Triangle Energy, LLC | 7286 L_FAYETT8_1Y 138kV | Fayette | SOUTH | 2030-05-30 | Q2 2030 | OTH | BA | 204.5 |  | No
Standalone Storage | 26INR0340 | SOUTHERN SELECT ENERGY STORAGE | Planned | SOUTHERN SELECT ENERGY STORAGE LLC | Bus Name: TNHEIGHTS_1 Bus Number: 38740 | Galveston | HOUSTON | 2027-03-31 | Q1 2027 | OTH | BA | 204.76 | 2025-05-09 | No
Standalone Storage | 25INR0653 | Southfork Energy Storage | Planned | Southfork Energy Storage, LLC | tap 345kV 60709 Oersted - 60616 Edison CKT 1 | Kimble | SOUTH | 2028-11-30 | Q4 2028 | OTH | BA | 306.4 |  | No
Standalone Storage | 24INR0530 | Southside Energy | Planned | Southside Energy, LLC | Tap 138kV 42960 Mustang Bayou - 42100 HUDSON ckt 4 | Brazoria | COASTAL | 2028-12-31 | Q4 2028 | OTH | BA | 101.2 |  | No
Standalone Storage | 22INR0552 | Sowers Storage | Planned | Sowers Energy Storage LLC | 6894 Rose Hill_RC Sub 138 kV | Kaufman | NORTH | 2026-12-29 | Q4 2026 | OTH | BA | 203.9 | 2022-04-22 | Yes
Standalone Storage | 22INR0445 | SPC Bloom BESS | Planned | BRP Blue Topaz 2, LLC | 8911 Black Bayou 138kV | Victoria | SOUTH | 2027-04-07 | Q2 2027 | OTH | BA | 100 |  | No
Standalone Storage | 27INR0083 | Spinner Energy Storage | Planned | GCI Wolf Energy Storage, LLC | 8196 Poesta Substation 138kV | Bee | SOUTH | 2027-06-01 | Q2 2027 | OTH | BA | 125.63 |  | No
Standalone Storage | 27INR0412 | Spinosa BESS | Planned | Spinosa Energy Center, LLC | Tap 138 kV 1450 Pleasant Valley Switch - 1499 Parkway | Wichita | WEST | 2028-10-10 | Q4 2028 | OTH | BA | 201.2 |  | No
Standalone Storage | 28INR0278 | Spur Energy Storage | Planned | Spur Energy Storage, LLC | Tap 345kV (1429) JACKSBRO_5 - (11736) BIRDDOG_5 | Wise | NORTH | 2028-09-26 | Q3 2028 | OTH | BA | 306.31 |  | No
Standalone Storage | 25INR0189 | Staccato BESS | Planned | Staccato Storage, LLC | 138kV WARDA #7312. | Fayette | SOUTH | 2026-12-31 | Q4 2026 | OTH | BA | 201.8 |  | No
Standalone Storage | 28INR0095 | Starlit Pasture Storage | Planned | Starlit Pasture Energy Center, LLC | 7574 Chappell Hill 138 KV | Washington | SOUTH | 2029-09-30 | Q3 2029 | OTH | BA | 208.8 |  | No
Standalone Storage | 27INR0145 | Steelhead Energy Storage | Planned | GRS BESS TEXAS SEVEN, LLC | Tap 1593 BONHAM_P8 to Allens Creek 1835 138kV | Fannin | NORTH | 2027-09-30 | Q3 2027 | OTH | BA | 192.1 |  | No
Standalone Storage | 23INR0164 | Steppe Reserve Storage | Planned | KCE TX 25, LLC | 8283 Asherton 138 kV | Dimmit | SOUTH | 2028-01-01 | Q1 2028 | OTH | BA | 51.9 |  | No
Standalone Storage | 25INR0396 | Stewart Grady BESS | Planned | Grady BESS | Tap 138kV 11368 Expanse Switch – 23841 Sale Ranch | Martin | WEST | 2028-04-19 | Q2 2028 | OTH | BA | 150.5 |  | No
Standalone Storage | 26INR0343 | Stinger Energy Storage | Planned | Stinger Energy Storage LLC | Tap Atascocita 138kV Substation (Bus # 40130) - Lake Houston (Bus #40820) | Harris | HOUSTON | 2028-03-01 | Q1 2028 | OTH | BA | 200.8 |  | No
Standalone Storage | 21INR0492 | Stockyard Grid Batt | Planned | Stockyard Grid, LLC | 2082 Hicks 138kV | Tarrant | NORTH | 2026-12-31 | Q4 2026 | OTH | BA | 150.6 | 2022-10-26 | Yes
Standalone Storage | 25INR0248 | Strawberry Acres Storage | Planned | Strawberry Acres Energy Center, LLC | 5132 Eagle Creek Substation 138kV | Wilson | SOUTH | 2028-09-30 | Q3 2028 | OTH | BA | 156.73 |  | No
Standalone Storage | 27INR0208 | Sugarloaf BESS | Planned | Sugarloaf Clean Energy LLC | (#80481) PILONCIL4 138KV | Dimmit | SOUTH | 2028-01-31 | Q1 2028 | OTH | BA | 100.6 |  | No
Standalone Storage | 28INR0254 | Summerhill BESS | Planned | Taylor ESS, LLC | Tap 138kv 6228 ABNTHWST4A - 6288 MULBERRY4D | Taylor | WEST | 2028-12-15 | Q4 2028 | OTH | BA | 143 |  | No
Standalone Storage | 27INR0247 | Sun Angel ESS | Planned | Sun Angel ESS LLC | Tap 138kV LUFKINE East (#3326) - HERTY TAP (#3318) | Angelina | NORTH | 2028-07-01 | Q3 2028 | OTH | BA | 201.54 |  | No
Standalone Storage | 27INR0327 | Sunflower Valley Storage | Planned | Sunflower Valley Storage, LLC | 1414 Champion Creek Substation 345 kV | Mitchell | WEST | 2029-04-17 | Q2 2029 | OTH | BA | 205.7 |  | No
Standalone Storage | 23INR0205 | SUNSETTER BESS | Planned | CED Development Inc. | 5885 Downie 138kV | Uvalde | SOUTH | 2027-11-30 | Q4 2027 | OTH | BA | 100 |  | No
Standalone Storage | 26INR0179 | SunShiner ESS | Planned | SunShiner ESS LLC | 8672 LaPryor2A 138 kV | Zavala | SOUTH | 2027-07-01 | Q3 2027 | OTH | BA | 200 |  | No
Standalone Storage | 25INR0458 | Surfside Energy Storage | Planned | Rocky Mountain Energy Holdings, LLC | Tap 138kV 42110 Angleton – 43150 Riwood ckt 82 | Brazoria | COASTAL | 2028-12-31 | Q4 2028 | OTH | BA | 50.34 |  | No
Standalone Storage | 26INR0466 | Symphony BESS | Planned | Symphony BESS, LLC | 46220 PETERS | Austin | SOUTH | 2028-07-01 | Q3 2028 | OTH | BA | 612 |  | No
Standalone Storage | 23INR0479 | Taormina Storage | Planned | Taormina Storage Project LLC | Tap 138kV VH Braunig (5025) to Valley Road 138kV (5465) | Bexar | SOUTH | 2029-05-26 | Q2 2029 | OTH | BA | 231.86 | 2025-04-14 | Yes
Standalone Storage | 25INR0491 | Tarim BESS | Planned | BRP Tarim BESS LLC | 5727 Pawnee Switching Substation 138kV | Karnes | SOUTH | 2027-12-01 | Q4 2027 | OTH | BA | 201 |  | No
Standalone Storage | 26INR0618 | Taylor County Paul Storage | Planned | DM-TCP, LLC | 6260 Abilene South Substation 138kV | Taylor | WEST | 2028-06-30 | Q2 2028 | OTH | BA | 205 |  | No
Standalone Storage | 22INR0555 | TE Smith Storage | Planned | BT Smith Storage, LLC | 2483 Royse Switch 345kV | Rockwall | NORTH | 2026-01-15 | Q1 2026 | OTH | BA | 125.36 | 2023-11-08 | Yes | 2025-06-02 | 2025-12-15
Standalone Storage | 26INR0418 | TE Smith Storage 2 | Planned | Smith II Battery Storage, LLC | 2478 Royse 345kV | Rockwall | NORTH | 2027-08-16 | Q3 2027 | OTH | BA | 125.32 |  | No
Standalone Storage | 24INR0763 | Team Ranch Storage | Planned | BAF Storage, LLC | 1869 Benbrook Switch 345kV | Tarrant | NORTH | 2027-03-01 | Q1 2027 | OTH | BA | 307.2 |  | No
Standalone Storage | 26INR0514 | Techne BESS | Planned | Techne BESS, LLC | 7560 RED ROCK 138kV | Bastrop | SOUTH | 2026-12-31 | Q4 2026 | OTH | BA | 202.7 |  | No
Standalone Storage | 24INR0168 | Tejano Storage | Planned | Tejano Storage, LLC | Tap 138kV 8125 Lolita - 8172 Victoria | Victoria | SOUTH | 2029-07-01 | Q3 2029 | OTH | BA | 152.31 |  | No
Standalone Storage | 26INR0598 | Tennuto BESS | Planned | Tennuto BESS, LLC | Wolfridge (#730) | Cooke | NORTH | 2027-12-31 | Q4 2027 | OTH | BA | 202 |  | No
Standalone Storage | 26INR0411 | Tex-Bar ESS | Planned | Tex-Bar ESS LLC | Tap 345kV JEWETT_S5 (#3390) -- SINGLETON (#44645) | Madison | NORTH | 2027-07-01 | Q3 2027 | OTH | BA | 201.5 |  | No
Standalone Storage | 23INR0361 | Third Coast BESS | Planned | Third Coast BESS LLC | 8125 Lolita substation 138kV | Jackson | SOUTH | 2027-06-15 | Q2 2027 | OTH | BA | 102.82 | 2023-05-17 | Yes
Standalone Storage | 24INR0543 | Thomas Cameron BESS | Planned | Thomas Cameron BESS LLC | Tap 345kV 3424 BUCKHORN SWITCH - 3422 KILLEEN SWITCH | Lampasas | NORTH | 2027-05-03 | Q2 2027 | OTH | BA | 201.52 | 2024-10-30 | Yes
Standalone Storage | 23INR0391 | THUNDER ROAD ENERGY STORAGE | Planned | Hecate Grid Thunder Road Storage LLC | 12491 FISH CREEK 138KV | Dallas | NORTH | 2027-05-31 | Q2 2027 | OTH | BA | 153.4 |  | No
Standalone Storage | 27INR0326 | Thunderbird Valley Storage | Planned | Thunderbird Valley Storage | (787) Olney Substation 138 kV | Young | WEST | 2028-07-01 | Q3 2028 | OTH | BA | 150.39 |  | No
Standalone Storage | 22INR0503 | Tidwell Prairie II Batt | Planned | TIDWELL PRAIRIE II LLC | Tap 345kV 3400 Twin Oak - 39950 TNP One | Robertson | NORTH | 2026-06-01 | Q2 2026 | OTH | BA | 203.62 | 2025-01-13 | Yes
Standalone Storage | 23INR0364 | Tierra Seca BESS | Planned | Tierra Seca BESS LLC | 138kV 8255 HAMILTON4A (Hamilton Road Substation) | Val Verde | WEST | 2026-01-29 | Q1 2026 | OTH | BA | 102.7 | 2023-05-18 | Yes | 2025-10-27 | 2025-11-04
Standalone Storage | 25INR0293 | TOCE BESS 1 | Planned | TOCE BESS 1, LLC | 138 kV Danevang Switching Station (Bus# 5546) | Wharton | SOUTH | 2027-06-01 | Q2 2027 | OTH | BA | 205.2 | 2024-12-30 | No
Standalone Storage | 26INR0334 | TOCE TX BESS 2 | Planned | TOCE TX BESS 2, LLC | Tap 44200 Hillje - 44000 WA Parrish 345 kV | Wharton | SOUTH | 2027-08-01 | Q3 2027 | OTH | BA | 523.38 |  | No
Standalone Storage | 27INR0341 | Tomahawk Road BESS | Planned | Horizon Energy Storage Greenfield Project Holdings LLC | Tap 138 kV 1019 Moss - 1113 Odessa Southwest | Ector | WEST | 2028-03-01 | Q1 2028 | OTH | BA | 205 |  | No
Standalone Storage | 23INR0529 | Torrecillas BESS | Planned | Torrecillas Interconnect, LLC | 161257 Torrecillas 345kV Station code: TORR | Webb | SOUTH | 2026-02-28 | Q1 2026 | OTH | BA | 9.9 | 2015-01-30 | Yes | 2025-06-25 | 2025-07-01
Standalone Storage | 24INR0416 | Trelas | Planned | Trelasol, LLC | 76006 Bow Wood 345kV Bus | McCulloch | SOUTH | 2028-05-01 | Q2 2028 | OTH | BA | 200.83 |  | No
Standalone Storage | 27INR0173 | Trenno BESS | Planned | JSB1, LLC | Tap 138kV 2281 Godley - 2888 Carmichael | Johnson | NORTH | 2027-09-13 | Q3 2027 | OTH | BA | 202.56 | 2025-08-18 | No
Standalone Storage | 26INR0295 | Trinity Hills BESS SLF | Planned | Phoenix Battery Storage, LLC | To the 345 kV Garvey Road Switch (#17002) | Archer | WEST | 2027-04-12 | Q2 2027 | OTH | BA | 94 |  | No
Standalone Storage | 23INR0279 | Trivor BESS | Planned | BRP Trivor BESS LLC | 1272 Fullerton 138kV | Andrews | WEST | 2028-03-01 | Q1 2028 | OTH | BA | 205.46 |  | No
Standalone Storage | 23INR0278 | Tucana BESS | Planned | BRP Tucana BESS LLC | 1157 Andrews County South 138kV | Andrews | WEST | 2028-03-01 | Q1 2028 | OTH | BA | 201.3 |  | No
Standalone Storage | 28INR0080 | Turtle Rock Storage | Planned | Turtle Rock Energy Center, LLC | Tap 138 kV 13501 Clayhill to 13681 Reed | Freestone | NORTH | 2028-07-02 | Q3 2028 | OTH | BA | 135.59 |  | No
Standalone Storage | 27INR0109 | Two Barbaras BESS | Planned | Two Barbaras BESS | Tap 138 kV Pinehurst (#46240) – Mill Creek (#44850) Line | Montgomery | HOUSTON | 2029-01-04 | Q1 2029 | OTH | BA | 217.16 | 2025-10-01 | No
Standalone Storage | 24INR0425 | Two Brothers ESS | Planned | BRP Blue Topaz 2, LLC | 8911 BLKBYU4A 138kV | Victoria | SOUTH | 2027-09-09 | Q3 2027 | OTH | BA | 152 | 2024-04-22 | Yes
Standalone Storage | 24INR0198 | Two Forks BESS | Planned | Two Forks LLC | 684 SPRING 138kV | Cooke | NORTH | 2027-06-30 | Q2 2027 | OTH | BA | 309.8 | 2024-05-03 | Yes
Standalone Storage | 27INR0142 | UNICORN BESS | Planned | Unicorn Energies | Tap 138 kV Wa Parish (#44015) - Crabb River Road Line (#44170) Line; CNP | Fort Bend | HOUSTON | 2027-09-01 | Q3 2027 | OTH | BA | 278.98 |  | No
Standalone Storage | 24INR0501 | Utopia BESS | Planned | Regis Utopia, LLC | Station Name (TDSP Station Code): UTOPIA; Load/Load Transformer Name: UTOPIAT1; PTI BUS number: 7428; Voltage in kV (Transmission Level): 69kV Transformers: 3x 4000kVA 800VAC Δ - 12.47kVA Υ 12,000 MVA connected, Running load limited to 9.99 MW | Bandera | SOUTH | 2026-05-04 | Q2 2026 | OTH | BA | 9.8 | 2023-01-18 | Yes
Standalone Storage | 23INR0123 | Vaca Storage | Planned | Long Mount Storage, LLC | 138kV 8723 Cangrejo | Calhoun | COASTAL | 2029-07-01 | Q3 2029 | OTH | BA | 101 |  | No
Standalone Storage | 22INR0387 | Val Vista Grid BESS 1 | Planned | Val Vista Grid, LLC | Tap 345kV 8383 North Edinburg - 80137 Stewart Road | Hidalgo | SOUTH | 2028-06-01 | Q2 2028 | OTH | BA | 209.32 |  | No
Standalone Storage | 24INR0102 | Val Vista Grid BESS 2 | Planned | Val Vista Grid, LLC | Tap 345kV 8383 North Edinburg - 80137 Stewart Road | Hidalgo | SOUTH | 2028-06-01 | Q2 2028 | OTH | BA | 210.56 |  | No
Standalone Storage | 28INR0465 | Valcrest BESS | Planned | Flexen USA LLC | tap 138 kV 43500 WEBSTR_B138A - 48403 W_GALV01TP_8 | Galveston | HOUSTON | 2028-12-31 | Q4 2028 | OTH | BA | 154.25 |  | No
Standalone Storage | 25INR0301 | Van Zandt Energy Storage | Planned | Rocky Mountain Energy Holdings, LLC | 1027 Odessa EHV Switch 138 kV | Ector | WEST | 2027-04-13 | Q2 2027 | OTH | BA | 256.58 |  | No
Standalone Storage | 26INR0200 | Vaughn Energy Storage | Planned | Vaughn Battery Storage, LLC | 13 Keith 138kV | Grimes | NORTH | 2027-12-31 | Q4 2027 | OTH | BA | 200.6 |  | No
Standalone Storage | 22INR0488 | Venture Hill Storage | Planned | KCE TX 24, LLC | 7336 Gilleland Creek 138kV | Travis | SOUTH | 2026-12-01 | Q4 2026 | OTH | BA | 70.44 |  | No
Standalone Storage | 26INR0333 | VERTUS ENERGY STORAGE | Planned | VERTUS ENERGY STORAGE LLC | Bus Name: TnMainland1, Bus Number: 38830, | Galveston | HOUSTON | 2026-04-28 | Q2 2026 | OTH | BA | 207.3 | 2025-01-08 | Yes | 2025-12-16
Standalone Storage | 25INR0122 | Vial BESS | Planned | Gransolar Texas Eleven LLC | Chatt(234) - Pecan Street (3352) 138kV | Hill | NORTH | 2027-09-15 | Q3 2027 | OTH | BA | 135.18 | 2025-08-04 | Yes
Standalone Storage | 25INR0076 | Violet Storage | Planned | VIOLET STORAGE | McKenzie Road (8858) 138 kV Substation | Nueces | COASTAL | 2029-07-01 | Q3 2029 | OTH | BA | 151 |  | No
Standalone Storage | 20INR0245 | Volunteer Storage | Planned | Blackjack Storage LLC | 7216 Lockhart 138kV | Caldwell | SOUTH | 2028-02-29 | Q1 2028 | OTH | BA | 50.6 |  | No
Standalone Storage | 20INR0238 | Voyager Storage | Planned | EDF Renewables Development, Inc. | 44200 Hillje 345kV | Wharton | SOUTH | 2028-04-08 | Q2 2028 | OTH | BA | 50.14 |  | No
Standalone Storage | 27INR0519 | Wagyu BESS SLF | Planned | Wagyu BESS, LLC | 42410 Burke_POI_8 138kV | Brazoria | COASTAL | 2026-12-31 | Q4 2026 | OTH | BA | 120.55 |  | No
Standalone Storage | 27INR0207 | Wander Waters BESS | Planned | Wander Waters BESS LLC | 61001 JIMTREEC7A 345kV | Wilbarger | WEST | 2027-10-31 | Q4 2027 | OTH | BA | 303.5 |  | No
Standalone Storage | 27INR0457 | watermelon 1 energy storage | Planned | Tempus power management LLC | Tap on 2427 WATMLL_W5 345.00 - 2432 TRICRN1_5 345.00 345kV line ckt 1. | Dallas | NORTH | 2029-03-01 | Q1 2029 | OTH | BA | 102.1 |  | No
Standalone Storage | 27INR0458 | watermelon 2 energy storage | Planned | Tempus power management LLC | Tap on 2427 WATMLL_W5 345.00 - 2432 TRICRN1_5 345.00 345kV line ckt 1. | Dallas | NORTH | 2029-03-01 | Q1 2029 | OTH | BA | 102.1 |  | No
Standalone Storage | 27INR0459 | watermelon 3 energy storage | Planned | Tempus power management LLC | Tap on 2427 WATMLL_W5 345.00 - 2432 TRICRN1_5 345.00 345kV line ckt 1. 1.6 miles from 2427 WATMLL_W5 | Dallas | NORTH | 2029-03-01 | Q1 2029 | OTH | BA | 102.1 |  | No
Standalone Storage | 27INR0460 | watermelon 4 energy storage | Planned | Tempus power management LLC | Tap on 2427 WATMLL_W5 345.00 - 2432 TRICRN1_5 345.00 345kV line ckt 1. | Dallas | NORTH | 2029-03-01 | Q1 2029 | OTH | BA | 102.1 |  | No
Standalone Storage | 28INR0255 | watermelon 5 energy storage | Planned | Tempus power management LLC | Tap on 2427 WATMLL_W5 345.00 - 2432 TRICRN1_5 345.00 345kV line ckt 1. | Dallas | NORTH | 2029-03-01 | Q1 2029 | OTH | BA | 102.1 |  | No
Standalone Storage | 28INR0256 | watermelon 6 energy storage | Planned | Tempus power management LLC | Tap on 2427 WATMLL_W5 345.00 - 2432 TRICRN1_5 345.00 345kV line ckt 1. | Dallas | NORTH | 2029-03-01 | Q1 2029 | OTH | BA | 102.1 |  | No
Standalone Storage | 28INR0257 | watermelon 7 energy storage | Planned | Tempus power management LLC | Tap on 2427 WATMLL_W5 345.00 - 2432 TRICRN1_5 345.00 345kV line ckt 1. | Dallas | NORTH | 2029-03-01 | Q1 2029 | OTH | BA | 102.1 |  | No
Standalone Storage | 28INR0258 | watermelon 8 energy storage | Planned | Tempus power management LLC | Tap on 2427 WATMLL_W5 345.00 - 2432 TRICRN1_5 345.00 345kV line ckt 1. | Dallas | NORTH | 2029-03-01 | Q1 2029 | OTH | BA | 102.1 |  | No
Standalone Storage | 24INR0544 | Wetzel BESS | Planned | Brown ESS, LLC | Tap 138kV 1654 Zephyr – 1655 Brownwood Switch | Brown | NORTH | 2026-09-15 | Q3 2026 | OTH | BA | 185.57 |  | No
Standalone Storage | 25INR0253 | Whiskey BESS | Planned | Whiskey BESS LLC | 6828 Canton Tap 138 kV | Van Zandt | NORTH | 2027-01-30 | Q1 2027 | OTH | BA | 153.72 | 2025-03-28 | No
Standalone Storage | 26INR0605 | White Bright BESS | Planned | VLN, LLC | Tap 345kV 1729 Valley South – Anna Switch 2373 | Grayson | NORTH | 2029-04-16 | Q2 2029 | OTH | BA | 313.69 |  | No
Standalone Storage | 26INR0420 | Whitetail BESS | Planned | Hunt Energy Network, LLC | #23846 SALTMN_SU8 138kV | Mitchell | WEST | 2027-03-16 | Q1 2027 | OTH | BA | 180 |  | No
Standalone Storage | 26INR0613 | Wichita County Mawson Storage | Planned | DM-WCM, LLC | Tap 345kV Fisher Road Switch (#1425) – Riley (#6101) Line | Wichita | WEST | 2029-04-16 | Q2 2029 | OTH | BA | 153.7 |  | No
Standalone Storage | 28INR0075 | Wild Paw Storage | Planned | Wild Paw Energy Center, LLC | Tap 345kV 3124 Trinidad - 3130 Forest Grove | Henderson | NORTH | 2028-09-30 | Q3 2028 | OTH | BA | 313.2 |  | No
Standalone Storage | 28INR0292 | Wildflower Storage | Planned | Wildflower Storage LLC | Drane Switch 345 kV substation on Venus Switch (1906) - Navarro (68091) 345 kV line | Navarro | NORTH | 2028-09-30 | Q3 2028 | OTH | BA | 359.1 |  | No
Standalone Storage | 25INR0370 | Willis Storage | Planned | BT Majewski Storage LLC | tap 138kV Emory North 3171 to Liberty POD 1723 | Rains | NORTH | 2027-08-13 | Q3 2027 | OTH | BA | 176.13 | 2025-04-07 | Yes
Standalone Storage | 28INR0285 | Wilson BESS | Planned | Dunamis BESS | Tap 345 kV 5133 Elm Creek - 5901 San Miguel CKT 1 & 2 | Wilson | SOUTH | 2028-06-30 | Q2 2028 | OTH | BA | 409.74 |  | No
Standalone Storage | 26INR0321 | Windmill Ridge Storage | Planned | BT WMR Storage, LLC | Angleton (Bus #42110) - West Columbia Local (Bus #43381) 138 kV Substation | Brazoria | COASTAL | 2026-12-31 | Q4 2026 | OTH | BA | 151.4 |  | No
Standalone Storage | 26INR0556 | Wintergarden BESS | Planned | Wintergarden BESS LLC | 8970 Catarina 138 kV | Dimmit | SOUTH | 2028-06-30 | Q2 2028 | OTH | BA | 201.2 |  | No
Standalone Storage | 25INR0300 | Wizard BESS | Planned | Wizard Energy Storage, LLC | To the 138 kV League City Substation (#38920) | Galveston | HOUSTON | 2026-02-14 | Q1 2026 | OTH | BA | 150.82 | 2023-08-21 | Yes | 2025-08-25 | 2025-10-10
Standalone Storage | 27INR0466 | Wolfram Storage | Planned | Nova Clean Energy, LLC | Dokmai 138kV Substation (bus #80090) | Calhoun | COASTAL | 2027-12-01 | Q4 2027 | OTH | BA | 206.6 |  | No
Standalone Storage | 25INR0660 | Wooderson Energy Storage | Planned | Wooderson Energy Storage, LLC | Tap 345 kV 11418 TECUMSEH- 1421 Willow Creek | Jack | NORTH | 2028-09-30 | Q3 2028 | OTH | BA | 306.4 |  | No
Standalone Storage | 30INR0005 | Woodland Energy Storage | Planned | Woodland Energy Storage, LLC | 68040 Kopperl Substation 345kV | Bosque | NORTH | 2030-10-01 | Q4 2030 | OTH | BA | 207.6 |  | No
Standalone Storage | 25INR0466 | Yooperlite Storage | Planned | BT Yooperlite Storage, LLC | Tap 138 kV 580 Westbrook Switch - 588 Willow | Wise | NORTH | 2028-05-31 | Q2 2028 | OTH | BA | 175.65 |  | No
Standalone Storage | 26INR0328 | Yorktown BESS | Planned | Navitas Energy LLC | (#78575) LCRA Yorktown 138 kV | DeWitt | SOUTH | 2026-12-16 | Q4 2026 | OTH | BA | 150.49 |  | No
Standalone Storage | 24INR0131 | Zelus BESS | Planned | BRP Zelus BESS LLC | the 138 kV Zapata Substation (#8299; AEP) | Zapata | SOUTH | 2027-12-01 | Q4 2027 | OTH | BA | 201.03 |  | No
Standalone Storage | 26INR0083 | Zeppelin Energy Storage | Planned | ZEPPELIN ENERGY STORAGE LLC | 6464 San Angelo North | Tom Green | WEST | 2028-05-31 | Q2 2028 | OTH | BA | 163.93 |  | No
Standalone Storage | 23INR0290 | Zeya BESS | Planned | BRP Zeya BESS LLC | 38740 Heights 138kV | Galveston | HOUSTON | 2026-12-01 | Q4 2026 | OTH | BA | 255.33 | 2023-01-20 | Yes
Standalone Storage | 27INR0397 | Zodiac Storage | Planned | Grenergy USA | Tap 138 kV 8680 RGEC Rough Canyon (ROUGHCAN4A) - 8683 Comstock (COMSTOCK4A) Line | Val Verde | WEST | 2028-08-29 | Q3 2028 | OTH | BA | 125.58 |  | No
Standalone Storage | 25INR0384 | Zorro BESS | Planned | ZORRO BESS LLC | 138 kV Ben Wheeler (Bus# 6852) | Van Zandt | NORTH | 2027-05-01 | Q2 2027 | OTH | BA | 153.69 | 2025-03-28 | No